## 1. Instructions
NRM1 COST ESTIMATE TOOL — v5.19 (October 2026)
Prices and scope of works for Projento, in four sheets. Prepared by Nabil Kayali.
THE FOUR SHEETS
2. Rates | Every price. One row per item or option, the rates side by side. The sheet you maintain.
3. Settings | Project types (and which rate column each reads), building uses, specification and intervention levels, location factors, benchmarks, quantity ratios, factors and percentages.
4. Scope rules | How the app uses each item: when it shows, what starts ticked, how the quantity is estimated, BCIS split and old codes. Rarely needs changing.
1. Instructions | This page: how to read and change the workbook, the self-checks and the update log.
READING '2. RATES'
Rates | Mid-point UK rates before the location factor, preliminaries and overheads & profit — the app adds those from '3. Settings'.
Which column | Refurbishment, Fit-out and Demolition only read the Refurb & Fit-out columns (the same price for both). New build, Extension and External works only read the New build & Extension columns. Other or mixed reads Refurb & Fit-out, then New build where that is 0.
Blank Basic or High | Same as Standard.
Dash (–) = no price | No price for that project type, so the item (or option) cannot be selected in Q2.3 Scope of works for it. The cell holds 0.
Building use | ALL = any building use. A code (e.g. HOS, HEA, RES STU) = a rate for that use only; the app uses it for that use and the ALL row otherwise.
What's included / Not included | What the rate covers, and what is priced elsewhere (with the code of the row that prices it) or not at all. Size bands (Small / Medium / Large) say what each lump sum assumes.
Units | m² GIFA = gross internal floor area of the building worked on (Q1.5). m² footprint = ground-floor area (GIFA ÷ storeys). m² upper floors = GIFA − footprint. m² roof = roof on plan (= footprint). m² external = the external works area. nr … = a count (WCs, lifts, spaces). band = one lump sum.
Formula cells | A few options are priced as a multiple of another row (e.g. air source heat pump = gas boiler × 1.3). The Source column shows the row and factor; change the factor in the cell formula.
Code and Rate key | Code (0.1, 4.2a) is for reading. Rate key (last column, grey) is permanent: saved projects store it. Never change or reuse a Rate key.
Spon's check | Spon's Architects' & Builders' Price Book 2024 figure converted to this workbook's basis (Q3 2026, UK mid-point, excluding prelims and OH&P), with the PDF page.
Tender check | Lakeside Staff & Family Flats tender returns (29 Sept 2026) converted to this workbook's basis: the median of the four credible bids (BSN, Chiel, Harrabin, William Gough with its kitchen error corrected; Watkin Jones excluded at twice the field) ÷ 0.94 West Midlands factor, per this row's unit, on 3,306 m² measured floor area (49 flats, the Warden's house and nine stair cores). Excludes the contractors' preliminaries and OH&P. Lines starting 'CS:' are the Computer Science Building decarbonisation tender returns (Harrabin and Chiel, March 2024; two bids, so the mean): tender × 1.07 (to Q3 2026) ÷ 0.94, on 3,495 m² GIA (UoW Estates CAD outlines) and 699 m² of roof. Evidence only: no rate was changed for them in v5.8. Final out-turn (financial statement, July 2026): construction £2.73m, +3.4% on a £2.64m contract; total project £3.13m excl. VAT. WF lines: Whitefields demolition (17 blocks, UoW main campus), the Total Reclaims contract (tendered Feb 2026, Option 2) — the figure is also in column R, Whitefields rate. CC lines: the Claycroft student residences refurbishment (679 beds, three occupied blocks, UoW main campus), Morgan Sindall G4 contract (May 2025, SCAPE) — the figure is also in column S, Claycroft rate.
Whitefields rate | Column R on '2. Rates': the Whitefields demolition contract figure for that row (Total Reclaims, £525,676; AFC £532,445 at FS 16, Jul 2026), in the row's unit and on this workbook's basis — line items without the contractor's prelims and OH&P, ÷ 0.94 West Midlands factor, × 1.014 to Q3 2026. Quantities from the owner: 17 blocks, 3,740 m² GIA (about 220 m² each over ground and first floors), 2,210 m² footprint (about 130 m² each), 8,000 m² site. Evidence only: the app does not read this column and no rate changed.
Claycroft rate | Column S on '2. Rates': the Claycroft student residences refurbishment figure for that row (Morgan Sindall, Tier 1, SCAPE Lot 4, NEC ECC; G4 contract £20,955,523, May 2025), in the row's unit and on this workbook's basis — sub-contract package values without Morgan Sindall's prelims, risk, fee and design, × 1.034 to Q3 2026, ÷ 0.94 West Midlands factor. m² GIFA uses 17,172 m² GIA and m² roof the 5,747 m² footprint, both measured from the UoW Estates fire plans; bathrooms use Claycroft 1 (135 bathroom units). M&E rows include their share (6.5%) of the M&E design, prelims and testing. 2.10 fire stopping is the forecast out-turn (Mace Val 16, Sep 2026; ÷ 0.94, not rebased), because the contract held only a £350k provisional sum. Evidence only: the app does not read this column and no rate changed.
Project rate columns (T–Z) | Columns T–Y on '2. Rates' hold the other real projects' figures in the row's unit and on this workbook's basis, beside Whitefields (R) and Claycroft (S): T Lakeside S&F (tender Sep 2026, median of 4 bids); U Computer Science decarbonisation (tender Mar 2024, mean of 2 bids); V Scarman Public Toilets Phase 2 (HIGH spec, tender Apr 2026, median of 6 bids; per m² over the 71 m² toilet area); W Co-op grocery store fit-out (Kingfisher contract Aug 2025, 885 m²); X IBRB café servery (Senevo winning bid 2025, 72 m² café, 28 m² servery); Y Riley Court Psychology full refurbishment (Maris signed contract £9.15m, GMP Nov 2024, GIFA 3,850 m²). Each excludes the contractor's prelims, OH&P and design, rebased to Q3 2026 and ÷ 0.94 West Midlands. Column Z is the average of R–Y for the row. Projects differ in scope and specification, so expect spread. Not on '2. Rates': scaffold for envelope works £42 (CS) and £33 (Claycroft) per m² GIFA; retail refrigeration £379 and retailer equipment £373 per m² (Co-op); preliminaries Lakeside ~9%, Whitefields 16.8%, Claycroft 11.3%, Scarman 14%, Co-op 7.2%, IBRB 17.7%, Riley Court 5.5% (+4% contractor PM and design). Evidence only: the app does not read these columns and no rate changed. Column AA is Claude's suggested Refurb & Fit-out Standard rate for each row with evidence, and AB the reason (Raise / Lower / Keep). They are suggestions for the owner only: the app does not read them, and a rate changes only when the owner edits the rate columns.
PRICE SOURCE (column 'Source' on '2. Rates')
Your figure | Set by the owner.
Spon's-based (approved) | Suggested from Spon's 2024 and approved by the owner.
Kept after Spon's check | Compared with Spon's 2024; the owner kept the existing rate.
Older workbook (v4.5) | Carried from v4.5, not yet checked.
Unverified † | Estimated, not yet checked. Lines using it are marked † on reports until the source changes.
Tender – Lakeside S&F (Sep 2026) | From the Lakeside Staff & Family Flats tender returns (29 Sept 2026); the figure and bid range are in the 'Tender check' column.
HOW TO CHANGE THINGS
Change a price | Edit the cell on '2. Rates' and update its Source. Save in Excel.
Add an option | Insert a row on '2. Rates' under the item with the next Rate key (e.g. S-0039-16), and a row for that key on '4. Scope rules' ▶ options.
Add an item | Insert its rows on '2. Rates', a row on ▶ items (next unused Scope ID — never reuse one) and a row per option on ▶ options.
When an item shows, or its quantity | 4. Scope rules'.
A percentage, ratio or factor | 3. Settings'.
After any change | Check the self-checks below all read 0, bump the Version on '3. Settings', add a line to the update log, save in Excel.
Needs a code change | A new column, pricing type, input name or 'When selected' effect type; renamed sheets, ▶ markers or column headers.
SCOPE RULES SHEET — WHAT THE COLUMNS MEAN
Project type codes | NB New build · EX Extension · RF Refurbishment · FO Fit-out · EW External works only · DM Demolition only · OM Other or mixed. Several codes separated by spaces, e.g. "NB EX RF". "—" means none.
Building use codes | RES Residential · STU Student · OFF Commercial offices · EDU Education · HEA Healthcare · RET Retail · IND Industrial / warehouse · HOS Hospitality / leisure · MIX Mixed use · OTH Other · ALL any building use.
Shown on / Pre-ticked on | The project types an item is offered on, and the ones where "Use typical scope" ticks it.
Relevant building uses | Uses for which the item is listed first and can start ticked. It never hides an item — the rest sit under "More items".
Options: pick | One = the user picks one option (drop-down). Several = more than one option, each with its own quantity (e.g. standard + accessible toilets).
Default option | Yes = the option chosen unless the user picks another. Building-use codes (e.g. RES STU) = the default for those uses only, ahead of Yes — Kitchens defaults to a domestic kitchen on residential and student buildings and a staff kitchenette everywhere else.
Quantity rule | How the app estimates the quantity when the user has not entered one (their figure always wins). On ▶ options, blank = the item's rule.
names | GIFA · STOREYS · FOOTPRINT · UPPER · EXT_AREA · DEMOLISHED · PT · USE · AGE · LEVEL — defined, with defaults, on '3. Settings' ▶ inputs.
ratios | r.name reads ▶ quantity_ratios on '3. Settings': the row for the building use, else ALL (e.g. r.m2_per_bed is 25 for student, 70 for healthcare).
functions | IF(test, then, else) · ROUND(x, 0) · MAX(a, b) · MIN(a, b) · SQRT(x) · Q(S-0000) = another item's quantity · + − * / and = <> < > <= >=.
keywords | ENTER = not priced until the user enters a quantity. 1 = one item.
Other conditions | Tests joined by "&", then "→ tick" or "→ untick", e.g. "PT=NB & USE=RES → tick". "=" followed by several codes means any of them.
When selected | RISK: adds a risk · ASSUME: adds an assumption · RATE: moves another item's default one band up · SUGGEST: ticks another item (by Scope ID). Separate several with " · ".
Available from / Pre-ticked at intervention levels | Refurbishment and Fit-out only: the option is greyed out below that level, and starts ticked at the listed levels.
Apply band + location factor | Yes = the rate is multiplied by the location factor and, on Refurbishment / Fit-out, the intervention band.
BCIS element / Share | Where the item's cost is reported in the BCIS elements. Shares add up to 100%.
Replaces old codes | v4.5 codes this item replaces, so older saved projects still open. Never delete.
SELF-CHECKS (each should be 0)
Duplicate rate keys on '2. Rates' |  | 0
Rows on '2. Rates' with no ▶ options row |  | 0
▶ options rows with no '2. Rates' row |  | 0
▶ options rows whose Scope ID is not on ▶ items |  | 0
Rows with no Source |  | 0
Items whose BCIS shares don't total 100% |  | 0
Items with no default option |  | 0
Pick-one items with more than one default |  | 0
Items with no quantity rule |  | 0
Unknown project type codes |  | 0
Unknown building use codes |  | 0
Ratio keys with no ALL row |  | 0
Ratios with no value |  | 0
COUNTS
Scope items |  | 82
Priced rows |  | 146
UPDATE LOG
v5.27 — 12 Oct 2026 | New build roof and external walls (owner, 12 Oct 2026). v5.12 moved each changed row's New build columns by the refurbishment evidence ratio, with no new-build evidence; roof and external walls ended up above Spon's new-build range and go back to their v5.11 rates: roof 2.5a 380/518 → 220/300 (Spon's £181–£258), external walls 2.6a 367/567 → 220/340 (Spon's £75–£338). Tested on the 30 batch-4 scenarios: residential, office and mixed-use new build come back into their expected ranges. Ceilings, lighting and fire alarm were also above Spon's but were kept: lowering them pushed healthcare, hotel, student and education projects below range. Refurb & Fit-out columns unchanged; industrial has its own roof and wall rows (v5.25).
v5.26 — 12 Oct 2026 | Two quantity rules on '4. Scope rules' ▶ items (owner, 12 Oct 2026; no rate changed). Soft landscaping (8.10) = the smaller of external area × pct_soft and what is left after paving (8.7), car parking (8.8, × m2_per_car_space) and HGV yard (8.9) — it was 40% of the site on top of them, so a site came to more than 100%. Foul drainage (8.3) on Industrial / warehouse New build and Extension = OFFICES + PRODUCTION, like heating and water — the storage floor has no drainage points; every other building use stays on GIFA.
v5.25 — 12 Oct 2026 | Industrial / warehouse rates (owner, 12 Oct 2026: industrial may have its own rates). IND rows beside the ALL rows on '2. Rates' and '4. Scope rules' for foundations (1.1d, 1.1e), ground floor slab (1.2b), frame (2.1b), roof (2.5c), external walls (2.6b) and windows and external doors (2.7b): New build & Extension columns from the Spon's 2024 Retail Distribution Unit cost model × 1.30 (a steel portal-frame shed); Refurb & Fit-out columns are the ALL row's, so industrial refurbishment is unchanged. Codes 1.2, 2.1, 2.6, 2.7 became 1.2a, 2.1a, 2.6a, 2.7a. ▶ benchmarks NB IND low 900 → 650 (a shed's works now come out at about £800 per m²). Every other building use prices as before.
v5.24 — 11 Oct 2026 | No figure changed. The route names in ▶ route_fees follow the RIBA Plan of Work 2020, as the Procurement Reference v2.3 now does: 'Design and build (single stage)' is 'Design & Build 1 Stage', 'Two-stage (PCSA)' is 'Design & Build 2 Stage', 'Construction management' is 'Management Contract / Construction Management'. The fee adjustments are unchanged.
v5.23 — 11 Oct 2026 | No figure the estimate uses changed. The last number the app held in its code now lives here: ▶ factors gains risk_level_low_max (11) and risk_level_medium_max (13) — the risk + contingency % at or below which the report's risk level reads Low or Medium (above: High). The app now also refuses this workbook if a prelims (A) or risk (E) BASE row loses its cap, the OH&P (B) rows leave a works value uncovered, or the fee (C) BASE rows leave a design stage 0–4 uncovered — it no longer has backup percentages to fall back on.
v5.22 — 10 Oct 2026 | No rate changed. Industrial / warehouse new build and extensions are split into offices and the main space (owner, 10 Oct 2026): new inputs OFFICES (Q1.3a share × GIFA; default GIFA × r.office_share) and PRODUCTION (Q1.3b Factory / production → the rest of the floor, Storage / warehouse → 0); new ratio office_share 0.10 (suggestion, AI estimate – verify). On those projects internal walls, internal doors, wall / floor / ceiling finishes, signage and data are measured on OFFICES, and heating, water, ventilation, power and builder's work on OFFICES + PRODUCTION. Every other building use and project type is measured on GIFA as before.
v5.21 — 10 Oct 2026 | No figure the estimate uses changed. Numbers the app used to hold in its code now live here, so nothing is ever assumed: ▶ factors gains vat_partly_share (0.5 — half the VAT counted when Q4.3a = Partly) and the eight what-if steps of the cost-drivers list (sens_*); ▶ range_widths gains DEFAULT (0.89 / 1.11, used only before the grade is known); ▶ confidence gains BENCHMARK_BREACH (estimate more than 30% outside its ▶ benchmarks band caps the grade at D). The app now refuses a workbook missing any of these rows, a range-width grade, an F row without a cap, or a G row of 0.
v5.20 — 10 Oct 2026 | Pre-launch fixes from test batch 3. ▶ percentage_rules: Q3.5 reworded (shared access) and three new Prelims ADD rows of 0.5 (restricted deliveries, tight site, public road), same 11% cap. ▶ quantity_ratios: m2_per_car_space 25 (AI estimate); Roads, paths and paving now deducts the car parking and HGV yard the client entered. ▶ inputs DEMOLISHED: ENTER on New Build and Extension (it was the new floor area); Asbestos removal follows it on Extension too. ▶ location_factors Scotland mid 0.90 → 0.965 (it sat below its own low). Heating: gas boiler is the default; the air source heat pump options carry NETZERO, the default when Q2.5 includes Net zero (owner, 10 Oct 2026).
v5.19 — 9 Oct 2026 | Wording only, no figure changed: ▶ risk_allowance label 'ageing M&E, being replaced' → 'ageing M&E being replaced' (it read as two items in the report).
v5.18 — 8 Oct 2026 | Professional fees by procurement route: new ▶ route_fees on '3. Settings'. Design and build: client fees −3 points and contractor's design 2% of construction (Claycroft D&B 2.1%); two-stage (PCSA): −1.5 and 1%; traditional and construction management unchanged. Only while Stage 4 is still to do. The preferred route comes from the Procurement Reference.
v5.17 — 8 Oct 2026 | Inflation from the rate base date: new ▶ inflation on '3. Settings'. Rates are at Q3 2026 (15 Aug 2026); 3.5% a year compounded to the programme's construction mid-point, capped at 12%. Replaces the banded F rows of ▶ percentage_rules.
v5.16 — 8 Oct 2026 | Risk allowance in the four NRM1 categories: new ▶ risk_allowance on '3. Settings' (design development by design stage, construction, employer change, employer other; cap 25%). Replaces E and the fixed 5% contingency H. Items already priced in the scope reduce or remove their risk row; occupation, deadline and phasing stay in prelims and programme only.
v5.15 — 7 Oct 2026 | Confidence grade scored from the workbook: new ▶ confidence on '3. Settings' (points per factor, grade thresholds, caps: Stage 0–1 at B; existing building with neither a condition nor an R&D survey at C). ▶ range_widths skewed upwards: A −10/+15, B −10/+20, C −15/+25, D −20/+35.
v5.14 — 6 Oct 2026 | Preliminaries: 7% base (relaxed, vacant, no restrictions) plus occupation, restricted hours, shared access, programme over 18 months, 4+ M&E items, heritage, hard deadline and speed-first, capped at 11%; Outer London +2 and Inner London +3 with a 14% cap. The ▶ percentage_rules header states the on-cost order the app uses (OH&P on works + prelims; risk on base cost; inflation on the cost limit).
v5.13 — 5 Oct 2026 | Scope dependencies ('When selected' SUGGEST on '4. Scope rules'): kitchens and bathrooms → ventilation (domestic also → internal doors); strip-out → fire stopping, emergency lighting, asbestos removal; full power installation → fire stopping, emergency lighting. The report flags any that are not ticked.
v5.12 — 4 Oct 2026 | Rates updated from the owner's review of the v5.11 suggestions (column AA marked green = accept, amber = owner's figure, red = no change). 25 rows changed; each row's Basic, Standard, High and New build Std / High move by the same ratio as Standard (new Std ÷ old Std), rounded. Std (Refurb & Fit-out): demolition 130→100; roof 110→190; external walls 60→100; windows 120→140; internal walls 110→150; internal doors 60→100; floor finishes 75→85; ceilings 50→80; staff kitchenette 4,000→6,000; signage 10→12; catering kitchen 690→1,000; ASHP full system 78→190 and district heating full system 54→120 (now figures, not = 5.1a × factor; their plant-only / radiators-only rows still follow by formula); water and drainage 65→80; ventilation 45→75 (owner); extract fans 19→22; BMS 15→25; lighting 33→80 (5.8b follows at 75%); fire alarm 18→35; data 18→20; security 15→20; passenger lift 40,000→60,000 (owner); builder's work 18→12; foul drainage 6→10 (owner); external utilities 10→25. Kept: toilets and accessible WCs (owner: no change) and the 20 'keep' rows; 5.2b visible-fittings water fixed at its figures (19.5 Std, Lakeside tender) so it does not follow 5.2a. Changed rows' Source = 'Your figure'.
v5.11 — 4 Oct 2026 | Evidence only, no rates changed. Six more project columns on '2. Rates' beside Whitefields (R) and Claycroft (S), each a plain figure in the row's unit on this workbook's basis: T Lakeside S&F (15 rows), U Computer Science (6), V Scarman Public Toilets Phase 2, high spec (12), W Co-op store fit-out (19), X IBRB café (7), Y Riley Court Psychology refurbishment (27, from the signed contract CSA). Column Z averages R–Y on 47 rows. Row 24 explains the columns and lists the evidence that has no row (scaffold, retail refrigeration and equipment, preliminaries %). Columns AA–AB: Claude's suggested Refurb & Fit-out Std rate and the reason, on all 47 rows (25 raise, 2 lower, 20 keep).
v5.10 — 3 Oct 2026 | Evidence only, no rates changed. New column S 'Claycroft rate' on '2. Rates' and CC lines in Tender check, from the Claycroft refurbishment (Morgan Sindall G4 contract £20.96m, May 2025; Mace Val 16 forecast final account £27.96m, +33%; 17,172 m² GIA measured, 679 beds): strip-out £51; metal over-roof £517/m² roof; fire stopping £96 (out-turn); wall finishes £99; floor finishes £38; ceilings £70; bathrooms £3,869 each; fixed joinery £64; water and drainage £39; extract £28; power £158; lighting incl. emergency £113; fire alarm £65; data £19; passenger lift £112,850; BWIC £11. Not on '2. Rates': scaffold £33/m² GIA; Morgan Sindall prelims 11.3% of works, fee 2.2%, risk 2.8%, design 2.1%; client risk and contingency 21.5% of contract, exceeded by the forecast growth (structural and fabric defects £2.65m, fire stopping incl. compartment-wall heads £2.63m, M&E £1.40m, roof £0.55m).
v5.9 — 2 Oct 2026 | Evidence only, no rates changed. New column R 'Whitefields rate' on '2. Rates' and WF lines in Tender check, from the Whitefields demolition contract (Total Reclaims £525,676; AFC £532,445 at FS 16, Jul 2026; 3,740 m² GIA, 2,210 m² footprint, 8,000 m² site): 0.1 asbestos £8.1/m² GIFA; 0.2 demolition incl. disconnections £73/m² demolished; 0.7 service diversions £36/m² footprint (254 m water-main replacement); 8.10 topsoil and seed £2.1/m². Not on '2. Rates': the contractor's prelims incl. hoarding were 16.8% of works and OH&P 15%; professional fees 28% of construction (asbestos surveys £43k, ecology £33k), UoW Estates fees 4%, contingency 7%; construction 15–16 weeks on site.
v5.8 — 1 Oct 2026 | Evidence only, no rates changed. Computer Science Building decarbonisation tender returns (Harrabin and Chiel, March 2024; mean of two bids × 1.07 ÷ 0.94, on 3,495 m² GIA and 699 m² of roof) added to the Tender check column for 2.5a roof, 2.6 external walls, 2.7 windows (with the scaffold figure), 5.1b air source heat pump, 5.26a builder's work and 7.1a repairs, with the final out-turn (July 2026) and CPW's heat pump sizes. The Tender check header and its note above now cover more than one project. Suggested for the owner to decide: roof Std about £300 (Computer Science £313, Claycroft £627–£704); air source heat pump full system Std about £190; a scaffold item of about £40/m² GIFA for envelope works; triple glazing about £210/m² GIFA (an option, or High).
v5.7 — 30 Sept 2026 | Lakeside S&F tender returns (29 Sept 2026): five bids, four used (median ÷ 0.94 West Midlands factor, on 3,306 m² measured floor area). Changed, Refurb & Fit-out columns only: strip-out £45 → £55; bathrooms £900 / £2,000 / £3,500 → £1,150 / £2,500 / £4,400; domestic kitchens £3,500 / £6,000 / £10,000 → £3,100 / £5,300 / £8,850; residential power (5.7b) £70 / £108 / £185 → £95 / £150 / £255. Added: residential rows (RES STU) for floor finishes (3.2c £50), ceilings (3.3b £30), data incl. TV aerial (5.14b £25) and builder's work (5.26b £27); options Roof — Loft insulation only (2.5b, £32/m² roof) and Ventilation — Extract fans only (5.3b, £19). Ratios: m2_per_dwelling 80 → 66, bathrooms_per_dwelling 1.2 → 1.0. New 'Tender check' column on '2. Rates' and price source 'Tender – Lakeside S&F (Sep 2026)'. Confirmed and kept: wall finishes, water (visible fittings), fire alarm, data, fire stopping (Basic).
v5.6 — 28 Sept 2026 | Owner's review of v5.5: rates edited by the owner (roof, internal doors, toilets, fixed joinery, signage, AV, loose furniture, heating High, water, cooling, controls, lighting, fire alarm, sprinklers, solar PV); frame, upper floors and stairs no longer offered on refurbishment. Toilets: one rate for every building use (HOS and HEA variants removed). Changing Places Standard £45,000. Showers 900 / 1,400 / 2,500. Bathroom pods and bin store removed (bin store's old code 8.12 retired). Tea point renamed Staff kitchenette (non-domestic). Mezzanine offered on Fit-out, not Refurbishment. Kitchens: staff kitchenette is the default on non-domestic buildings, domestic kitchen on residential and student (Default option now takes building-use codes).
v5.5 — 27 Sept 2026 | Reorganised for reading: '2. Scope and Rates' split into '2. Rates' (prices, one row per item or option, like v3.3) and '4. Scope rules' (the app's rules). Two rate families: Refurb & Fit-out (same price for both) and New build & Extension (Extension now priced as New build; Extension-only items moved into those columns); Ext Works column removed — External works only reads New build Std. Building use column on '2. Rates'. Units say what they measure (m² GIFA, m² footprint …). What's included / Not included written for every row, incl. what each size band assumes. Blank Basic / High = same as Standard; no price = not selectable in Q2.3. Rates from the owner's Spon's 2024 review (decisions up to 4.6 Signage). Service diversions: one rate, £100 per m² of footprint (external works area on External works only). Contaminated land not offered on demolition only. Changing Places prices only when a number is entered. Notes column moved into Source detail.
v5.4 — 24 Sept 2026 | Regions: South West added (BS, BA, BH, DT, EX, GL, PL, SN, SP, TA, TQ, TR — factors 0.94 / 1.00 / 0.97 are an AI estimate, verify against BCIS); missing areas added (L and CA North West, MK South East, TF West Midlands, HS and ZE Scotland); Shropshire districts SY1–SY13 West Midlands and SY14 North West, the rest of SY stays Wales. Found by the 21-report test run: Bristol, Cotswolds and Liverpool were priced at the West Midlands default.
v5.3 — 23 Sept 2026 | Gaps filled: Solar PV and Battery storage Ext Works rates (= NB Std); External works only pre-ticks (site clearance, surface water drainage, paving, soft landscaping, fences — the app's previous External works preset); ▶ range_widths added on '3. Settings' (illustrative); percentage rule and golden rules updated to Q2.2 = level of intervention, Q2.3 = scope.
v5.2 — 23 Sept 2026 | Brief decisions confirmed: loose furniture moved into the construction total (BCIS 4.1); number of storeys read from the existing question.
v5.2 — Sept 2026 | Ready for Claude Code. Quantity rules written in a coded form the app can run, with named ratios and inputs on '3. Settings'. 'Options: pick' (One / Several) added. Band items default to Medium. Other conditions use the same names. Rate columns per project type and spec level, and benchmark codes, made machine-readable. 'Group 0?' column, redundant notes and old-code references removed.
v5.1 — Sept 2026 | Reduced to three sheets. Scope items, rates, rules, intervention defaults, BCIS mapping, dependencies and old codes merged into '2. Scope and Rates'. All settings tables stacked on '3. Settings'. Drop-down validation and self-checks added.
v5.0 — Sept 2026 | Scope library merged with the v4.5 Master Cost Table. Permanent Scope IDs. Every rate tagged with its source.
v4.5 — June 2026 | Q2.2 trigger column removed from the Master Cost Table (see v4.5 file for earlier logs).

## 2. Rates
RATES — mid-point UK rates, before the location factor, preliminaries and OH&P
Two price families: Refurb & Fit-out (Refurbishment, Fit-out, Demolition only) and New build & Extension (New build, Extension, External works only). A blank Basic or High = same as Standard. A dash (–) = no price, so the item cannot be selected in Q2.3 for that project type.
Units: m² GIFA = gross internal floor area; m² footprint = ground-floor area. When an item shows and how its quantity is estimated are on '4. Scope rules'. Rate key (grey, last column) is permanent — never change it.
Code | Item | Option | Building use | What's included | Not included (priced elsewhere, or not at all) | Unit | Refurb & Fit-out Basic | Refurb & Fit-out Std | Refurb & Fit-out High | New build & Extension Std | New build & Extension High | Source | Spon's check (converted, PDF page) | Rate key | NK Comment | Tender check (this row's unit, on this workbook's basis. Unlabelled = Lakeside S&F, Sep 2026: median of 4 bids ÷ 0.94. CS = Computer Science decarbonisation, Mar 2024: 2 bids × 1.07 ÷ 0.94. WF = Whitefields demolition, Total Reclaims contract 2026: line items × 1.014 ÷ 0.94 — the figure is also in column R. CC = Claycroft refurbishment, Morgan Sindall G4 contract May 2025: packages × 1.034 ÷ 0.94 — the figure is also in column S) | Whitefields rate (£ per this row's unit, this workbook's basis: Total Reclaims contract 2026, excl. the contractor's prelims and OH&P, ÷ 0.94 × 1.014. Evidence only — the app does not read it) | Claycroft rate (£ per this row's unit, this workbook's basis: Morgan Sindall G4 contract, May 2025 — sub-contract packages excl. Morgan Sindall's prelims, risk, fee and design, × 1.034 ÷ 0.94, on 17,172 m² GIA measured. 2.10 fire stopping is the forecast out-turn (Mace Val 16, Sep 2026). Evidence only — the app does not read it) | Lakeside rate (£ per this row's unit, this workbook's basis: Lakeside Staff & Family Flats refurbishment, tender Sep 2026, median of 4 bids ÷ 0.94. Evidence only — the app does not read it) | Computer Science rate (£ per this row's unit, this workbook's basis: CS Building decarbonisation, tender Mar 2024, mean of 2 bids × 1.07 ÷ 0.94; roof per m² footprint; 5.1b is the whole M&E package. Evidence only) | Scarman rate (£ per this row's unit, this workbook's basis: Scarman Public Toilets Phase 2, HIGH specification, tender Apr 2026, median of 6 bids × 1.007 ÷ 0.94; per m² figures over the 71 m² toilet area only. Evidence only) | Co-op rate (£ per this row's unit, this workbook's basis: Co-op grocery store fit-out, Kingfisher CSA, contract Aug 2025 × 1.03 ÷ 0.94, over 885 m². Evidence only) | IBRB café rate (£ per this row's unit, this workbook's basis: IBRB café servery fit-out, Senevo winning bid 2025 × 1.035 ÷ 0.94, over 72 m² (catering kitchen per 28 m² servery). Evidence only) | Riley Court rate (£ per this row's unit, this workbook's basis: Psychology building full refurbishment, Maris signed contract CSA £9.15m, GMP Nov 2024 × 1.05 ÷ 0.94, GIFA 3,850 m². Evidence only) | Average of project rates (mean of columns R–Y that hold a figure for this row. Projects differ in scope and specification, so read it with the column notes. Evidence only — the app does not read it) | Suggested Refurb & Fit-out Std rate (Claude's suggestion from the project columns R–Y, 4 Oct 2026, for the owner to accept, change or ignore. Evidence only — the app does not read it) | Reason for the suggestion
GROUP 0 — FACILITATING WORKS
0.1 | Asbestos removal |  | ALL | Survey-led removal and disposal of asbestos and other hazardous materials from the building worked on (on New build: the building being demolished), incl. enclosures, air testing and licensed disposal | The asbestos refurbishment & demolition survey itself (a fee) | m² GIFA |  | 25 |  | 25 |  | Your figure | £13 (p.248) | S-0001-01 |  | WF: £8.1 on the contract (Total Reclaims, £28,050 to the asbestos BoQ) over 3,740 m² GIA (17 blocks × about 220 m², owner's figures). Five bids on the same BoQ: £8.1–£42.5, median £12.7. Mace's pre-tender allowance was £85,000 (£24.5). The R&D survey (£9,400) was a fee. | 8.1 | [7 empty] | 8.1 | 25 | Keep. Matches Mace pre-tender allowance (£24.5); one low tender (£8) is not enough to cut it.
0.2 | Demolition of existing building |  | ALL | Demolition of the whole existing building to ground level: soft strip, disconnection of services, breaking out ground slab and shallow foundations, removal and disposal of arisings | Asbestos removal (0.1); basements and deep foundations; contaminated ground (0.4) | m² demolished |  | 100 |  | 100 |  | Your figure | £131–£397 (p.413) | S-0002-01 |  | WF: £73 per m² demolished on the contract, 3,740 m² GIA (17 blocks × about 220 m², owner's figures): soft strip, demolish, slabs and foundations £34; disconnecting and cutting back drainage, water, gas, electrical and telecoms, plus Trinity / Honeywell fire alarm, security and metering removal, £39. Core demolition across five bids £34–£70 (median £46). About £15k per block. Excludes the water-main replacement (0.7) and the contractor's own £15k provisional sums for the Trinity / Honeywell work, which those quotes replace. | 73.3 | [7 empty] | 73.3 | 100 | Lower. Whitefields £73 on simple 2-storey masonry; £100 leaves room for framed or taller buildings.
0.3 | Strip-out |  | ALL | Removal of existing finishes, ceilings, non-structural partitions, fittings and redundant services back to shell, incl. disposal | Structural alterations (7.2); asbestos (0.1) | m² GIFA |  | 55 |  | 0 |  | Tender – Lakeside S&F (Sep 2026) | £35–£99 (p.242, 246) | S-0003-01 |  | £54 (bids £36–£56) for a partial strip-out: finishes, fittings, redundant electrics and protection CC: £51.4 on the Claycroft G4 contract (Cawarden, £801,990): full strip-out of three occupied student blocks, 17,172 m² GIA. Three bids £802k–£928k. |  | 51.4 | 54 |  | 217 | 48.8 | 11.5 | 54.9 | 72.9333 | 55 | Keep. Lakeside, Claycroft, Co-op and Riley Court all £49–55. Scarman and IBRB are tiny jobs.
0.4 | Contaminated land |  | ALL | Treatment or removal and disposal of contaminated ground under the building (on External works only: the site area), incl. capping layer and verification | Site investigation (a fee). Not offered on refurbishment, fit-out or demolition only | m² GIFA |  | 0 |  | 60 |  | Your figure | £47–£164 (p.112) | S-0004-01
0.5 | Ground improvement |  | ALL | Ground stabilisation under the building footprint: mine-working grouting, vibro-compaction or soil improvement | Piling (in 1.1b Foundations) | m² footprint |  | 0 |  | 35 |  | Your figure |  | S-0005-01
0.6 | Tree removal |  | ALL | Per tree: felling, stump grinding or removal, and disposal | Replacement planting (8.10); tree surveys and protection orders | nr trees |  | 750 |  | 750 |  | Your figure | £340–£833 (p.452) | S-0006-01
0.7 | Service diversions |  | ALL | Diverting or protecting existing underground services (drains, cables, pipes) that cross the building footprint, incl. utility company charges for the diversion | New connections for the building (8.4 External utilities) | m² footprint |  | 100 |  | 100 |  | Your figure |  | S-0007-01 |  | WF: £36 per m² footprint on the contract (17 × about 130 m² = 2,210 m² footprint): replacing 254 m of ductile iron water main across the site in MDPE, with temporary water, trenching, stone surround and tarmac reinstatement (£74k; about £315/m of main). £44 with the changes pending at FS 16, Jul 2026 (trial pits on the district heating and water mains, out-of-hours water works: £16.7k). | 36.3 | [7 empty] | 36.3 | 100 | Keep. One water-main job (£36); diversions are too site-specific to move the rate.
GROUP 1 — SUBSTRUCTURE
1.1a | Foundations | Standard | ALL | Excavation, disposal, concrete strip or pad foundations and ground beams up to ground-floor slab level | Ground floor slab (1.2); basement (1.3); ground improvement (0.5) | m² footprint |  | 0 |  | 115 | 140 | Spon's-based (approved) | £114–£158 (p.292) | S-0008-01
1.1d | Foundations | Standard | IND | Industrial / warehouse: pad foundations to the portal-frame columns, column casings below slab and a perimeter ground beam under the cladding | Ground floor slab (1.2); basement (1.3); ground improvement (0.5) | m² footprint |  | 0 |  | 22 | 30 | Spon's-based (approved) | Shed model: pads, casings, perimeter beam and dock foundations £8.80 per m² GIFA at 29,640 m²; about £13.60 at 4,000 m² (more perimeter per m²) × 1.30 = £18 (p.221) | S-0008-04
1.1b | Foundations | Piled | ALL | Piled foundations (CFA or mini-piles) with pile caps and ground beams, for poor ground | Ground floor slab (1.2); basement (1.3); ground improvement (0.5) | m² footprint |  | 0 |  | 260 | 320 | Spon's-based (approved) | £250–£335 (p.292) | S-0008-02
1.1c | Foundations | Not sure | ALL | Priced as standard foundations and adds a piling risk to the report until ground conditions are known | Ground floor slab (1.2); basement (1.3); ground improvement (0.5) | m² footprint |  | 0 |  | 115 | 140 | Older workbook (v4.5) (= 1.1a × 1) |  | S-0008-03
1.1e | Foundations | Not sure | IND | Industrial / warehouse: foundation type not yet known — priced as standard pad foundations (1.1d) and raises a piling risk | Ground floor slab (1.2); basement (1.3); ground improvement (0.5) | m² footprint |  | 0 |  | 22 | 30 | Spon's-based (approved) (= 1.1d × 1) |  | S-0008-05
1.2a | Ground floor slab |  | ALL | Excavation to formation, hardcore sub-base, blinding, DPM, insulation and reinforced concrete ground-bearing slab | Floor finishes and screed (3.2) | m² footprint |  | 0 |  | 160 | 195 | Spon's-based (approved) | £131–£196 (p.299, 300, 301) | S-0009-01
1.2b | Ground floor slab |  | IND | Industrial / warehouse: 200 mm reinforced ground-bearing slab to FM2 flatness with surface hardener and sealed joints, type 1 sub-base, fill to make up levels and a floor survey | Floor finishes and screed (3.2) | m² footprint |  | 0 |  | 100 | 125 | Spon's-based (approved) | Shed model: slab £61 + fill £8.75 + type 1 £8.10 + survey £0.60 = £78.50 per m² × 1.30 = £102 (p.221) | S-0009-02
1.3 | Basement |  | ALL | Bulk excavation and disposal, temporary works, reinforced concrete basement walls and floor, and waterproofing (tanking) | Finishes and services inside the basement | m² basement |  | 0 |  | 600 | 1000 | Your figure | £438–£533 (p.302) | S-0010-01
GROUP 2 — SUPERSTRUCTURE AND ENVELOPE
2.1a | Frame |  | ALL | New build: steel or concrete frame (columns, beams, bracing) incl. fire protection. Refurbishment: strengthening or adapting the existing frame | Floor slabs (1.2, 2.2); roof structure (2.5) | m² GIFA | - | - | - | 350 | 550 | Kept after Spon's check | Refurb £118 (p.242) · New build £103–£201 (p.265, 302) | S-0011-01
2.1b | Frame |  | IND | Industrial / warehouse: steel portal frame with cold-rolled roof purlins and wall rails, painted, incl. the frame of an office block inside the shed | Floor slabs (1.2, 2.2); roof structure (2.5) | m² GIFA | - | - | - | 90 | 120 | Spon's-based (approved) | Shed model: portal frame £70.60 per m² GIFA × 1.30 = £92 (p.221) | S-0011-02
2.2 | Upper floors |  | ALL | Upper floor slabs or decks (composite steel deck, precast or timber) incl. balconies. Refurbishment: repairing or strengthening existing floors | Floor finishes (3.2); frame (2.1) | m² upper floors | - | - | - | 110 | 135 | Spon's-based (approved) | Refurb £25 (p.242) · New build £93–£136 (p.308) | S-0012-01
2.3 | Stairs and ramps |  | ALL | Staircases and ramps with finishes, handrails and balustrades | Lifts (5.16) | m² GIFA | - | - | - | 20 | 35 | Spon's-based (approved) | Refurb £43 (p.242) · New build £6–£35 (p.266, 260) | S-0013-01
2.4 | Mezzanine floor |  | ALL | Free-standing steel mezzanine floor with deck, access stair, balustrade and fire protection | Finishes and services on the mezzanine | m² mezzanine | 180 | 250 | 350 | 250 | 350 | Kept after Spon's check | £187–£234 (p.302) | S-0014-01
2.5a | Roof | Full roof | ALL | Roof structure, covering, insulation, rainwater goods, roof access and edge protection (measured on plan, = footprint). Refurbishment: re-covering and insulating the existing roof | Rooflights over standard provision; green roof (8.11); solar PV (5.17) | m² roof | 155 | 190 | 345 | 220 | 300 | Your figure | Refurb £94–£220 (p.246, 313) · New build £181–£258 (p.310, 313) | S-0015-01 |  | Loft insulation only: £32 — see 2.5b. CS: £313 (bids £288–£338) per m² of roof re-covered (699 m², less than the footprint) for a flat warm-roof overlay on the kept asphalt: AVCL, 120 mm PIR, two-layer felt, insulated upstands, new copings, ballast relaid. Scaffold extra (see 2.7). Claycroft pitched re-roof £627–£704. CC: £517 per m² of roof plan (5,747 m² footprint) on the G4 contract: strip concrete tiles, top-hat spacers, Euroclad secret-fix metal over-roof, hips and verges, new eaves, gutters and soffits (£596 per m of eaves), incl. Metclad's design and prelims; excl. the bay-window cladding and scaffold (scaffold £99 per m² of plan). Forecast out-turn with roof timber remedials £601. Tiled like-for-like alternative about £460 (Stage 3). |  | 516.9 |  | 182 |  |  |  |  | 349.45 | 190 | Raise. Computer Science £182 per m² footprint. Claycroft metal over-roof £517 is a High case.
2.5c | Roof | Full roof | IND | Industrial / warehouse: insulated trapezoidal composite roof panels with rooflights (about 15%), valley and eaves gutters, syphonic rainwater drainage, roof access and fall-arrest system (measured on plan, = footprint) | Rooflights over standard provision; green roof (8.11); solar PV (5.17) | m² roof | 155 | 190 | 345 | 115 | 150 | Spon's-based (approved) | Shed model: roof £90.24 per m² × 1.30 = £117 (p.222) | S-0015-03
2.5b | Roof | Loft insulation only | ALL | Loft insulation top-up only, roof kept: remove and dispose of old quilt, lay 300 mm mineral wool quilt at ceiling level between and over joists (measured on plan, = footprint) | Roof covering, structure and repairs (2.5a); fire barriers in the roof void (2.10). Not offered on new build | m² roof |  | 32 |  | 0 |  | Tender – Lakeside S&F (Sep 2026) |  | S-0015-02 |  | £32 (bids £29–£39) on 1,099 m², incl. removing the old insulation |  |  | 32 | [5 empty] | 32 | 32 | Keep. Lakeside tender.
2.6a | External walls |  | ALL | External walls and facade: masonry, cladding or curtain wall (solid parts), insulation and internal lining. Refurbishment: repairs, re-rendering or over-cladding | Windows and external doors (2.7) | m² GIFA | 50 | 100 | 183 | 220 | 340 | Your figure | Refurb £18–£61 (p.242, 246) · New build £75–£338 (p.266, 324) | S-0016-01 |  | CS: £48 (bids £45–£51) for insulated render to part of the façade of an occupied 4-storey building. With the brick remedials under it (see 7.1a): £97 (bids £70–£122). Scaffold extra (see 2.7). |  |  |  | 48 |  |  |  | 170.5 | 109.25 | 100 | Raise. CS part render £48; Riley Court full envelope upgrade £171 (cladding, insulated linings).
2.6b | External walls |  | IND | Industrial / warehouse: insulated composite wall cladding (micro-rib and trapezoidal panels), parapet cladding, flashings and access equipment. Priced for a unit of about 2,000–5,000 m² with 8–10 m eaves; smaller units have more wall per m² GIFA | Windows and external doors (2.7) | m² GIFA | 50 | 100 | 183 | 100 | 140 | Spon's-based (approved) | Shed model: cladding about £115 per m² of wall × 1.30 = £150; a 4,000 m² unit has about 0.67 m² of wall per m² GIFA = £100 (p.222) | S-0016-02
2.7a | Windows and external doors |  | ALL | Windows, external doors, entrance screens and glazing, with ironmongery | Curtain walling solid panels (2.6) | m² GIFA | 105 | 140 | 210 | 210 | 303 | Your figure | Refurb £107 (p.246) · New build £122–£226 (p.266, 333) | S-0017-01 |  | CS: £210 (bids £192–£228) for triple-glazed windows, curtain walling and doors on a whole 4-storey building (openings ≈ 16% of GIFA, ≈ £1,330/m² of opening), incl. take-out, closers, fire barriers, reveals, boards and decs (≈ 30% on top of supply and fit). 17% above High. The low bid left out the curtain walling. Scaffold for envelope works (in the bids' prelims): £42 (bids £35–£49) per m² GIFA, extra to 2.5a, 2.6 and 2.7. Out-turn: window design development added £86k (3.3% of the contract sum) after award. |  |  |  | 210 |  | 24.4 |  | 146.7 | 127.0333 | 140 | Raise. Riley Court new windows £147; CS triple glazing £210 (High). Co-op was refinish only.
2.7b | Windows and external doors |  | IND | Industrial / warehouse: office windows, curtain walling and entrance doors, personnel escape doors and plant-room louvres. Loading and dock doors are in 4.13 Warehouse | Curtain walling solid panels (2.6) | m² GIFA | 105 | 140 | 210 | 25 | 40 | Spon's-based (approved) | Shed model: office glazing £119 per m² of office (about £14 per m² GIFA at 10% offices) + escape doors and louvres £3.60 = £17.50 × 1.30 = £23 (p.222) | S-0017-02
2.8 | Internal walls |  | ALL | Internal walls and partitions (stud or block), incl. acoustic and fire-rated partitions, and toilet IPS panels | Wall finishes (3.1); doors (2.9) | m² GIFA | 68 | 150 | 218 | 150 | 218 | Your figure | £115–£167 (p.275, 243) | S-0018-01 | [7 empty] | 26.4 |  | 246.9 | 136.65 | 150 | Raise. Riley Court £247 (acoustic academic partitions); Co-op £26 was a light shop fit-out.
2.9 | Internal doors |  | ALL | Internal doorsets (frame, leaf, ironmongery, decoration), incl. fire doors | External doors (2.7) | m² GIFA | 50 | 100 | 200 | 100 | 200 | Your figure | Refurb £62–£147 (p.247, 255) · New build £38–£163 (p.275, 251) | S-0019-01 | [6 empty] | 99 | 9.1 |  | 163.7 | 90.6 | 100 | Raise. Riley Court £164, Scarman £99; Co-op £9 reused most doors.
2.10 | Fire stopping |  | ALL | Upgrading fire stopping and compartmentation in an existing building: sealing service penetrations, fire barriers in voids and cavities | Fire doors (2.9); fire alarm (5.11) | m² GIFA | 15 | 30 | 60 | 15 | 30 | Kept after Spon's check |  | S-0020-01 |  | £13.5 (bids £7–£32) for local fire stopping only — in line with Basic £15 CC: £96 forecast out-turn (Mace Val 16, Sep 2026; £88 if the Claycroft 2 CE replaces its provisional sum), against £22 for the £350k provisional sum in the G4 contract. By block: Claycroft 1 £53 (final); Claycroft 3 £76 (measured: about 18 seals per bed at about £42 each; access 22% of the cost); Claycroft 2 £135–£155 (under review). Excludes £1.30m of compartment-wall head remediation on Claycroft 3, which included a 16-week delay. |  | 95.8 | 13.5 |  | 24 | 3.4 |  | 15.6 | 30.46 | 30 | Keep. Most projects £3–24; Claycroft £96 out-turn (surveyed occupied residential) is a High case.
GROUP 3 — INTERNAL FINISHES
3.1 | Wall finishes |  | ALL | Plaster or dry lining, decoration and wall tiling, incl. tanking in wet areas | Wall panelling as joinery (4.5) | m² GIFA | 30 | 75 | 140 | 55 | 140 | Your figure | Refurb £89–£119 (p.247, 255) · New build £56–£134 (p.251, 267) | S-0021-01 |  | £72 (bids £60–£84) incl. bathroom wall cladding, kitchen tiling and full redecoration — confirms £75 CC: £99 on the G4 contract: decoration (RE Martin, £1.02m; three bids £1.02m–£1.16m), making good (£274k) and PVC hygienic wall cladding (£251k). Includes painting ceilings and doors. |  | 99.3 | 72 |  | 304 | 26.6 | 49 | 39.4 | 98.3833 | 75 | Keep. Lakeside £72, Claycroft £99, Riley Court £39 (decoration only). Scarman is toilet-area only.
3.2a | Floor finishes | Raised access floor: No | ALL | Screed and floor coverings (carpet, vinyl, tiles, timber), skirtings and entrance matting, incl. tanking in wet areas | Structural slabs (1.2, 2.2) | m² GIFA | 51 | 85 | 227 | 85 | 227 | Your figure | Refurb £72–£215 (p.247, 256) · New build £75–£110 (p.251, 261) | S-0022-01 |  | Residential: £51 — see 3.2c |  |  |  |  | 177 | 21.5 |  | 95.3 | 97.9333 | 85 | Raise slightly. Riley Court £95 full replacement; Co-op £22 kept its floor. Scarman is toilet-area only.
3.2b | Floor finishes | Raised access floor: Yes | ALL | As 3.2a plus a raised access floor (steel-encased panels on pedestals) for offices and data rooms | Structural slabs (1.2, 2.2) | m² GIFA | 90 | 120 | 245 | 120 | 245 | Kept after Spon's check | Refurb £127–£142 (p.353) · New build £142–£190 (p.353) | S-0022-02
3.2c | Floor finishes | Raised access floor: No | RES STU | As 3.2a for flats and student rooms: latex levelling screed, sheet vinyl (slip-resistant in wet areas), skirtings and threshold strips | Structural slabs (1.2, 2.2) | m² GIFA | 30 | 50 | 135 | 75 | 200 | Tender – Lakeside S&F (Sep 2026) |  | S-0022-03 |  | £51 (bids £48–£59). New build columns copied from 3.2a CC: £38 on the G4 contract: carpet and vinyl (Active, £506k; three bids £506k–£660k), Claycroft 2 corridor and lobby floors (£88k) and screed (£4.5k). |  | 38.4 | 51 | [5 empty] | 44.7 | 50 | Keep. Lakeside £51, Claycroft £38.
3.3a | Ceiling finishes |  | ALL | Suspended or plasterboard ceilings with decoration, incl. access panels and bulkheads | Light fittings (5.8) | m² GIFA | 48 | 80 | 224 | 112 | 224 | Your figure | Refurb £42–£106 (p.247, 256) · New build £71–£104 (p.252, 267) | S-0023-01 |  | Residential: £30 — see 3.3b |  |  |  |  | 129 | 21 |  | 109.6 | 86.5333 | 80 | Raise. Riley Court £110 new suspended ceilings; Co-op £21 painted soffits only.
3.3b | Ceiling finishes |  | RES STU | As 3.3a for flats and student rooms: overboarding or making good existing plasterboard ceilings, mist coat and two coats emulsion (anti-fungal in kitchens and bathrooms) | Light fittings (5.8); loft insulation (2.5b) | m² GIFA | 18 | 30 | 85 | 70 | 140 | Tender – Lakeside S&F (Sep 2026) |  | S-0023-02 |  | £30 (bids £21–£36). New build columns copied from 3.3a CC: £70 on the G4 contract: ceilings and partitions package (Ace, £1.10m; three bids £1.10m–£1.23m) — replacement plasterboard ceilings (two layers of fire-line board on top floors), stair soffits and some partitions, not split. Claycroft replaced its ceilings, so compare with 3.3a. |  | 70.4 | 30 | [5 empty] | 50.2 | 30 | Keep. Lakeside £30; Claycroft £70 was full replacement (High case).
GROUP 4 — TOILETS, KITCHENS AND FITTINGS
4.1a | Toilets | Standard | ALL | Per WC: WC pan, wash basin and taps, cubicle, hand dryer and a share of vanity units and accessories, fitted | Wall and floor tiling (3.1, 3.2); water pipework and drainage (5.2); lighting and ventilation | nr WCs | 1800 | 3950 | 6400 | 3950 | 6400 | Kept after Spon's check | £1,710–£2,137 (p.361) | S-0024-01 | [6 empty] | 7653 |  |  | 14573 | 11113 | 7000 | Keep as is (owner, 4 Oct 2026).
4.1b | Toilets | Accessible | ALL | Per accessible WC (Approved Document M): larger cubicle, Doc M pack, grab rails, alarm and accessories | Wall and floor tiling (3.1, 3.2); water pipework and drainage (5.2); lighting and ventilation | nr WCs | 3500 | 5500 | 9000 | 5500 | 9000 | Kept after Spon's check |  | S-0024-04 | [9 empty] | 16025 | 16025 | 9000 | Keep as is (owner, 4 Oct 2026).
4.1c | Toilets | Changing Places (hoist, adult changing bench) | ALL | Per Changing Places toilet: ceiling hoist, height-adjustable adult changing bench, peninsular WC, privacy screen and alarm. Needed in some large new public buildings. Priced only when you enter how many | Wall and floor tiling (3.1, 3.2); water pipework and drainage (5.2); lighting and ventilation | nr |  | 45000 | 80000 | 45000 | 80000 | Your figure |  | S-0024-05
4.2a | Bathrooms and en-suites | Standard | ALL | Per bathroom: bath or shower tray and screen, WC, basin, taps, mirror and accessories, fitted | Tiling (3.1, 3.2); pipework (5.2); extract fan (5.3) | nr bathrooms | 1150 | 2500 | 4400 | 2000 | 3500 | Tender – Lakeside S&F (Sep 2026) | £1,916–£2,558 (p.362) | S-0025-01 |  | £2,563 per bathroom (bids £2,322–£4,440); standard suite alone £2,460. New build columns not changed CC: £3,869 per bathroom on the G4 contract, Claycroft 1 (135 bathroom units): IPS and vanity (Inscape) plus WC, basin and bath with taps, incl. assisted-bathroom changes. Water and drainage connections are in 5.2a; PVC wall cladding is in 3.1. |  | 3869 | 2563 | [5 empty] | 3216 | 2500 | Keep. Lakeside £2,563; Claycroft £3,869 sits between Std and High.
4.2b | Bathrooms and en-suites | Standard | HOS | As 4.2a with hotel-grade fittings and finishes | Tiling (3.1, 3.2); pipework (5.2); extract fan (5.3) | nr bathrooms | 3500 | 5500 | 8500 | 5500 | 8500 | Older workbook (v4.5) | £6,560–£8,247 (p.359) | S-0025-02
4.3 | Showers |  | ALL | Per shower: tray, screen or curtain, thermostatic valve and head, fitted | Tiling (3.1, 3.2); pipework (5.2); benches and lockers (4.14) | nr showers | 900 | 1400 | 2500 | 1400 | 2500 | Spon's-based (approved) | £890–£1,148 (p.362) | S-0026-01
4.4a | Kitchens | Domestic kitchen | ALL | Per kitchen: base and wall units, worktop, sink and taps, fitted | White goods (4.8); pipework (5.2); electrics (5.7) | nr kitchens | 3100 | 5300 | 8850 | 6000 | 10000 | Tender – Lakeside S&F (Sep 2026) | £2,975–£11,245 (p.358) | S-0027-01 |  | £5,296 per kitchen (bids £4,538–£5,890): units supplied and fitted, sink and taps connected. New build columns not changed |  |  | 5296 | [5 empty] | 5296 | 5300 | Keep. Lakeside tender £5,296.
4.4b | Kitchens | Staff kitchenette (non-domestic) | ALL | Per staff kitchenette in a non-domestic building (offices, schools, healthcare): base and wall units, worktop, sink and hot-water tap, fitted | White goods (4.8); pipework (5.2); electrics (5.7) | nr kitchenettes | 3750 | 6000 | 10500 | 6000 | 10500 | Your figure | £2,975–£3,702 (p.358) | S-0027-02 | [9 empty] | 10276 | 10276 | 6000 | Raise. Riley Court about £10,300 per tea point (8 assumed); your own review said £5,500.
4.5 | Fixed joinery |  | ALL | Built-in, made-to-fit items: reception desks, fitted storage and shelving, lockers, fitted benches, wall panelling | Loose furniture (4.8); kitchens (4.4); toilet vanity units (4.1) | m² GIFA | 15 | 45 | 100 | 45 | 100 | Older workbook (v4.5) | Refurb £72–£257 (p.248, 243) · New build £32–£102 (p.276, 252) | S-0028-01 |  | CC: £64 on the G4 contract: joinery package (Mansard, £994k; two bids £994k–£1.04m) — bathroom joinery (boxings, bath panels, shelves) 67%, bedroom joinery (wardrobe alterations, shelving) 21%, other incl. signage 12%. |  | 63.7 |  |  |  | 7 |  | 41.8 | 37.5 | 45 | Keep. Riley Court £42, Claycroft £64, Co-op £7.
4.6 | Signage |  | ALL | Statutory safety signs (fire exits, fire equipment, accessible WCs, room signs) and internal wayfinding | External building name signs and branding | m² GIFA | 6 | 12 | 18 | 12 | 18 | Your figure | £3–£4 (p.248, 276) | S-0029-01 | [7 empty] | 16.4 |  | 12.2 | 14.3 | 12 | Raise slightly. Riley Court £12, Co-op £16 (incl. graphics).
4.7 | AV equipment |  | ALL | Screens, projectors, audio, and room booking panels in meeting and teaching rooms, installed | Data cabling (5.14) | m² GIFA | - | 25 | 60 | 25 | 60 | Older workbook (v4.5) |  | S-0030-01
4.8a | Loose furniture | Standard | ALL | Loose furniture and equipment: desks, chairs, tables, beds, white goods | Built-in joinery (4.5) | m² GIFA | 55 | 110 | 240 | 110 | 240 | Older workbook (v4.5) | £103–£131 (p.358) | S-0031-01
4.8b | Loose furniture | Standard | RES | Residential: sofas, beds, tables, chairs and white goods per flat, spread over the floor area | Built-in joinery (4.5) | m² GIFA | 28 | 50 | 120 | 50 | 120 | Older workbook (v4.5) |  | S-0031-02
4.8c | Loose furniture | Standard | STU | Student rooms: bed, desk, chair, storage per room, spread over the floor area | Built-in joinery (4.5) | m² GIFA | 48 | 88 | 180 | 88 | 180 | Older workbook (v4.5) |  | S-0031-03
4.8d | Loose furniture | Standard | HOS | Hotel rooms: beds, case goods, seating and public-area furniture, spread over the floor area | Built-in joinery (4.5) | m² GIFA | 62 | 138 | 350 | 138 | 350 | Older workbook (v4.5) |  | S-0031-04
4.9 | Catering kitchen |  | ALL | Commercial kitchen: cooking equipment, stainless steel benching, servery and bar counters, extract canopy and grease trap | Kitchen room finishes (Group 3); general ventilation (5.3) | m² kitchen | 541 | 1000 | 2100 | 1000 | 2100 | Your figure |  | S-0032-01 | [8 empty] | 1438 |  | 1438 | 1000 | Raise. IBRB café servery £1,438 (bespoke stainless) = High; your own review said Std £1,000.
4.10 | Laboratory |  | ALL | Laboratory benching, sinks, storage and fume cupboards | Fume extract ductwork and fans (5.21); lab gases | m² lab |  | 310 | 600 | 310 | 600 | Older workbook (v4.5) |  | S-0033-01
4.11 | Clinical |  | ALL | Clinical fittings and fixed equipment: couches, clinical sinks, pendants, clinical storage | Medical gas pipework (5.23); nurse call (5.24) | m² clinical |  | 65 | 130 | 65 | 130 | Older workbook (v4.5) |  | S-0034-01
4.12 | Retail |  | ALL | Shop fit-out fixtures: display units, counters and tills, fitting rooms, security tags | Shopfront (2.7); floor and ceiling finishes (Group 3) | m² sales area |  | 163 | 305 | 163 | 305 | Older workbook (v4.5) |  | S-0035-01
4.13 | Warehouse |  | ALL | Pallet racking, dock levellers and loading doors | Overhead cranes (use Other / specialist scope) | m² warehouse | 22 | 24 | 51 | 24 | 51 | Older workbook (v4.5) |  | S-0036-01
4.14 | Sports |  | ALL | Gym and fitness equipment, changing room lockers and benches | Sports floor finishes (3.2); spectator seating (use Other / specialist scope) | m² sports area |  | 152 | 352 | 152 | 352 | Older workbook (v4.5) |  | S-0037-01
4.15 | Cleanroom |  | ALL | Cleanroom enclosure, ceiling, filtered air supply and validation | Process equipment | m² cleanroom |  | 380 | 860 | 380 | 860 | Older workbook (v4.5) |  | S-0038-01
GROUP 5 — SERVICES
5.1a | Heating and hot water | Gas boiler, full system | ALL | Full system: heat source, pipework, radiators or underfloor heating, controls, and hot water generation | Cooling (5.4); ventilation (5.3); gas supply to the site (8.4) | m² GIFA | 30 | 60 | 135 | 60 | 105 | Older workbook (v4.5) | Refurb £92–£137 (p.243, 248) · New build £50–£112 (p.364, 363) | S-0039-01
5.1b | Heating and hot water | Air source heat pump, full system | ALL | Full system with an air source heat pump as the heat source (incl. hot water cylinder and buffer) | Cooling (5.4); ventilation (5.3); gas supply to the site (8.4) | m² GIFA | 95 | 190 | 427 | 190 | 332 | Your figure |  | S-0039-02 |  | CS: £224 (bids £210–£238) for the whole M&E package of an air source heat pump conversion of an occupied academic building: heat pumps replacing gas boilers, LTHW alterations, coils to 6 AHUs, about 160 radiators, BMS and ventilation (no breakdown). Std 5.1b + 5.5 = £93. Heat pumps: 3 × 118 kW (N+1, about 240 kW duty, about 69 W/m² after the fabric works), so about £1,800–2,100 per kW installed for the whole M&E package. |  |  |  | 224 |  |  |  |  | 224 | 190 | Raise. CS whole heat pump M&E package £224; enter as a figure, not = 5.1a × factor.
5.1c | Heating and hot water | Ground source heat pump, full system | ALL | Full system with a ground source heat pump incl. boreholes or ground loops | Cooling (5.4); ventilation (5.3); gas supply to the site (8.4) | m² GIFA | 54 | 108 | 243 | 108 | 189 | Unverified † (= 5.1a × 1.8) |  | S-0039-03
5.1d | Heating and hot water | District heating, full system | ALL | Full system fed from a district heating network: heat interface units, pipework and emitters | Cooling (5.4); ventilation (5.3); gas supply to the site (8.4) | m² GIFA | 60 | 120 | 270 | 120 | 210 | Your figure |  | S-0039-04 | [9 empty] | 134.7 | 134.7 | 120 | Raise. Riley Court £135 incl. new LTHW pipework, radiators and pumps off district heating.
5.1e | Heating and hot water | Electric, full system | ALL | Electric heating throughout: panel heaters or electric boilers and direct hot water heaters | Cooling (5.4); ventilation (5.3); gas supply to the site (8.4) | m² GIFA | 18 | 36 | 81 | 36 | 63 | Unverified † (= 5.1a × 0.6) |  | S-0039-05
5.1f | Heating and hot water | Gas boiler, plant only | ALL | Plant only: new gas boiler(s), flue, pumps and plant-room pipework; existing pipework and radiators kept | Cooling (5.4); ventilation (5.3); gas supply to the site (8.4) | m² GIFA | 10.5 | 21 | 47.25 | 21 | 36.75 | Unverified † (= 5.1a × 0.35) |  | S-0039-06
5.1g | Heating and hot water | Gas boiler, radiators and controls only | ALL | Radiators and controls only: new emitters, TRVs, local pipework and controls; existing heat source kept | Cooling (5.4); ventilation (5.3); gas supply to the site (8.4) | m² GIFA | 9 | 18 | 40.5 | 18 | 31.5 | Unverified † (= 5.1a × 0.3) |  | S-0039-07
5.1h | Heating and hot water | Air source heat pump, plant only | ALL | Plant only: new air source heat pump(s), cylinder and plant pipework; existing pipework and radiators kept | Cooling (5.4); ventilation (5.3); gas supply to the site (8.4) | m² GIFA | 42.75 | 85.5 | 192.15 | 85.5 | 149.4 | Unverified † (= 5.1b × 0.45) |  | S-0039-08
5.1i | Heating and hot water | Air source heat pump, radiators and controls only | ALL | Radiators and controls only (sized for a heat pump); existing heat pump kept | Cooling (5.4); ventilation (5.3); gas supply to the site (8.4) | m² GIFA | 28.5 | 57 | 128.1 | 57 | 99.6 | Unverified † (= 5.1b × 0.3) |  | S-0039-09
5.1j | Heating and hot water | Ground source heat pump, plant only | ALL | Plant only: ground source heat pump, boreholes or ground loops; existing pipework and radiators kept | Cooling (5.4); ventilation (5.3); gas supply to the site (8.4) | m² GIFA | 24.3 | 48.6 | 109.35 | 48.6 | 85.05 | Unverified † (= 5.1c × 0.45) |  | S-0039-10
5.1k | Heating and hot water | Ground source heat pump, radiators and controls only | ALL | Radiators and controls only (sized for a ground source heat pump); existing heat source kept | Cooling (5.4); ventilation (5.3); gas supply to the site (8.4) | m² GIFA | 16.2 | 32.4 | 72.9 | 32.4 | 56.7 | Unverified † (= 5.1c × 0.3) |  | S-0039-11
5.1l | Heating and hot water | District heating, plant only | ALL | Plant only: heat interface unit and connection to the network; existing pipework and radiators kept | Cooling (5.4); ventilation (5.3); gas supply to the site (8.4) | m² GIFA | 18 | 36 | 81 | 36 | 63 | Unverified † (= 5.1d × 0.3) |  | S-0039-12
5.1m | Heating and hot water | District heating, radiators and controls only | ALL | Radiators and controls only on a district heating system; existing connection kept | Cooling (5.4); ventilation (5.3); gas supply to the site (8.4) | m² GIFA | 18 | 36 | 81 | 36 | 63 | Unverified † (= 5.1d × 0.3) |  | S-0039-13
5.1n | Heating and hot water | Electric, plant only | ALL | Plant only: electric boiler or water heaters; existing emitters kept | Cooling (5.4); ventilation (5.3); gas supply to the site (8.4) | m² GIFA | 9 | 18 | 40.5 | 18 | 31.5 | Unverified † (= 5.1e × 0.5) |  | S-0039-14
5.1o | Heating and hot water | Electric, radiators and controls only | ALL | New electric panel heaters and controls only | Cooling (5.4); ventilation (5.3); gas supply to the site (8.4) | m² GIFA | 5.4 | 10.8 | 24.3 | 10.8 | 18.9 | Unverified † (= 5.1e × 0.3) |  | S-0039-15
5.2a | Water and drainage | Full installation | ALL | Full installation: cold and hot water distribution pipework, above-ground soil, waste and rainwater pipework, and the connections to sanitary fittings | Sanitaryware (4.1–4.3); below-ground drainage (8.3) | m² GIFA | 37 | 80 | 222 | 37 | 111 | Your figure | Refurb £68–£180 (p.248, 257) · New build £22–£89 (p.362, 363) | S-0040-01 |  | CC: £39 on the G4 contract: domestic hot and cold water (riser pipework and valves, bathroom connections, DHW plate heat exchangers and pumps) and drainage (bathroom connections to stacks, SVP terminations). A partial replacement, not a full installation. Sanitaryware is in 4.2a. |  | 38.9 |  |  | 209 | 18.2 | 124 | 104.5 | 98.92 | 80 | Raise. Riley Court £105, IBRB £124 (small café); Claycroft £39 and Co-op £18 were partial.
5.2b | Water and drainage | Visible fittings only | ALL | Visible fittings only: taps, valves and short connections to sanitaryware; existing pipework kept | Sanitaryware (4.1–4.3); below-ground drainage (8.3) | m² GIFA | 9 | 19.5 | 54 | 9 | 27 | Tender – Lakeside S&F (Sep 2026) |  | S-0040-02 |  | £20 (bids £15–£26) for local pipework changes to new kitchens and bathrooms — confirms £19.5 |  |  | 20 | [5 empty] | 20 | 19.5 | Keep. Lakeside £20.
5.3a | Ventilation | Full system | ALL | Mechanical ventilation and extract: fans, AHUs or MVHR units, ductwork, grilles and controls | Cooling (5.4); smoke ventilation (5.13); fume extraction (5.21) | m² GIFA | 33 | 75 | 150 | 67 | 117 | Your figure | Refurb £13–£29 (p.248, 258) · New build £8–£66 (p.364) | S-0041-01 |  | Residential extract-only scope: £18.5 — see 5.3b CC: forecast out-turn £92 (Mace Val 16) for bathroom extract incl. new ductwork and roof-mounted fans added by CE in Claycroft 1 (£182k) and Claycroft 2 (£865k). The contract figure is on 5.3b. | [5 empty] | 73.1 |  | 172.4 | 122.75 | 75 | Raise. Riley Court MVHR £172, Co-op £73, Claycroft out-turn £92.
5.3b | Ventilation | Extract fans only | ALL | Extract fans only: bathroom and WC extract fans, kitchen cooker-hood extract, ducting to outside, fire collars and electrical connection; no central plant | Full ventilation systems (5.3a); cooling (5.4). Not offered on new build | m² GIFA | 9 | 22 | 44 | 0 |  | Your figure |  | S-0041-02 |  | £18.5 (bids £13–£23), incl. the electrical connection to each fan CC: £28 on the G4 contract: new branch connections, dampers and grilles to the existing bathroom extract, duct cleaning and flow checks, plus fire dampers (£124k). Forecast out-turn £92 once new ductwork and roof fans were added — see 5.3a. |  | 28.2 | 18.5 |  | 62 |  |  |  | 36.2333 | 22 | Raise slightly. Lakeside £18.5, Claycroft £28; Scarman £62 is toilet-area only.
5.4 | Cooling |  | ALL | Air conditioning or comfort cooling: VRF / split units or chilled water, pipework and controls | Server room cooling (5.25) | m² GIFA | 30 | 75 | 150 | 75 | 150 | Older workbook (v4.5) | £84–£149 (p.363) | S-0042-01 | [7 empty] | 39.5 |  | 34.1 | 36.8 | 75 | Keep. Riley Court £34 and Co-op £40 cooled only some rooms; no whole-building evidence.
5.5 | Controls and BMS |  | ALL | Building management system: controllers, sensors, meters and software for heating, cooling and ventilation | Local controls supplied with each system | m² GIFA | 13 | 25 | 37 | 25 | 37 | Your figure | £22 (p.244) | S-0043-01 |  | CC: £4.3 on the G4 contract: interfaces from the existing BEMS to the new fire alarm and DHW controls only. |  | 4.3 |  |  |  | 11.5 |  | 59.1 | 24.9667 | 25 | Raise. Riley Court £59 (full BMS budget); Co-op £11.5; Claycroft £4 interfaces only.
5.6a | Electricity supply upgrade | Small | ALL | New or upgraded electricity supply from the network, priced as a lump sum by size. Small: capacity increase on the existing supply — new meter, cut-out and incoming cable, no DNO network works | Internal distribution (5.7) | band |  | 10000 |  | 10000 |  | Older workbook (v4.5) |  | S-0044-01
5.6b | Electricity supply upgrade | Medium | ALL | Medium: new larger low-voltage supply from the network with DNO reinforcement, no new substation | Internal distribution (5.7) | band |  | 40000 |  | 40000 |  | Older workbook (v4.5) | £40,764–£48,729 (p.393) | S-0044-02
5.6c | Electricity supply upgrade | Large | ALL | Large: new high-voltage supply with an on-site substation and DNO works | Internal distribution (5.7) | band |  | 250000 |  | 250000 |  | Older workbook (v4.5) | £40,764–£48,729 (p.393) | S-0044-03
5.7a | Power | Full installation | ALL | Full installation: main switchgear, distribution boards, containment, all wiring for power and lighting circuits, sockets and switches | Light fittings (5.8); new supply from the network (5.6) | m² GIFA | 80 | 126 | 215 | 109 | 174 | Older workbook (v4.5) | Refurb £186–£217 (p.248, 244) · New build £53–£137 (p.365) | S-0045-01 | [6 empty] | 97 | 88.5 | 218 | 130.6 | 133.525 | 126 | Keep. Riley Court £131, Scarman £97, Co-op £89. IBRB £218 is one supply on a small room.
5.7b | Power | Full installation | RES STU | As 5.7a for flats and student rooms: consumer units per dwelling, wiring and sockets (no sub-distribution boards) | Light fittings (5.8); new supply from the network (5.6) | m² GIFA | 95 | 150 | 255 | 93 | 148 | Tender – Lakeside S&F (Sep 2026) | £84–£119 (p.366) | S-0045-02 |  | Power + lighting £186 (bids £157–£253) less lighting 5.8a £33 = £153; incl. landlord panels and sub-mains per block. New build columns not changed CC: £158 on the G4 contract: full rewire — LV switch panels and distribution boards (£1.10m), containment (£366k), small power (£669k), isolation and strip-out of the old installation (£158k) and earthing. Electrical total with lighting, fire alarm and data: £355. |  | 157.7 | 153 | [5 empty] | 155.35 | 150 | Keep. Lakeside £153, Claycroft £158.
5.7c | Power | Second fix only | ALL | Second fix only: new sockets, switches and accessories on existing wiring | Light fittings (5.8); new supply from the network (5.6) | m² GIFA | 13 | 15 | 30 | 0 |  | Older workbook (v4.5) |  | S-0045-03
5.8a | Lighting | Full installation | ALL | Full installation: light fittings (LED), lighting controls and external lights fixed to the building | Wiring (in 5.7 Power); emergency lighting (5.9); site lighting (8.14) | m² GIFA | 48 | 80 | 126 | 80 | 126 | Your figure | Refurb £62 (p.248) · New build £34–£46 (p.365) | S-0046-01 |  | Not separable in the tender — checked together with 5.7b CC: £113 on the G4 contract for general, emergency and external lighting together (£1.66m, not split) — compare with 5.8a + 5.9 (£33 + £10). |  | 113.2 |  |  | 84 | 80.6 | 51 | 198 | 105.36 | 80 | Raise. Five projects £51–198 (median £84); £33 is far too low.
5.8b | Lighting | Replace fittings only | ALL | Replace light fittings only: like-for-like LED fittings on existing wiring and layout, no new controls | Wiring (in 5.7 Power); emergency lighting (5.9); site lighting (8.14) | m² GIFA | 36 | 60 | 94.5 | 60 | 94.5 | Unverified † (= 5.8a × 0.75) |  | S-0046-02
5.9 | Emergency lighting |  | ALL | Emergency and exit lighting with testing system | General lighting (5.8) | m² GIFA | 5 | 10 | 18 | 8 | 12 | Older workbook (v4.5) |  | S-0047-01 |  | Not comparable: the tender only covered works to the existing central battery system
5.10a | Standby power | Generator, small | ALL | Standby power (generator or UPS), priced as a lump sum by type and size. Standby generator up to 50 kVA with enclosure, fuel tank and changeover switch | Distribution to the protected circuits (5.7) | band |  | 25000 |  | 25000 |  | Unverified † |  | S-0048-01
5.10b | Standby power | UPS, small | ALL | UPS 10–20 kVA with batteries, for comms or critical circuits | Distribution to the protected circuits (5.7) | band |  | 17000 |  | 17000 |  | Older workbook (v4.5) |  | S-0048-02
5.10c | Standby power | Generator, medium | ALL | Standby generator 50–100 kVA with enclosure, fuel tank and changeover switch | Distribution to the protected circuits (5.7) | band |  | 42000 |  | 42000 |  | Older workbook (v4.5) |  | S-0048-03
5.10d | Standby power | UPS, medium | ALL | UPS 20–50 kVA with batteries | Distribution to the protected circuits (5.7) | band |  | 30000 |  | 30000 |  | Unverified † |  | S-0048-04
5.10e | Standby power | Generator, large | ALL | Standby generator 200–400 kVA with acoustic enclosure, fuel system and changeover switchgear | Distribution to the protected circuits (5.7) | band |  | 115000 |  | 115000 |  | Older workbook (v4.5) | £179,672 (p.279) | S-0048-05
5.10f | Standby power | UPS, large | ALL | UPS 50–100 kVA with batteries and bypass | Distribution to the protected circuits (5.7) | band |  | 52000 |  | 52000 |  | Older workbook (v4.5) |  | S-0048-06
5.11 | Fire alarm |  | ALL | Fire detection and alarm system: panel, detectors, sounders, call points and cabling | Sprinklers (5.12); smoke ventilation (5.13) | m² GIFA | 19 | 35 | 58 | 27 | 49 | Your figure | £20–£25 (p.371) | S-0049-01 |  | £18.6 (bids £18–£21), residential — confirms £18 CC: £65 on the G4 contract: new fire alarm throughout three blocks of student flats (£949k). Disabled refuge and assisted-WC alarms add £8.5 (not in this figure). |  | 64.7 | 18.6 |  | 77 | 28.4 |  | 43.5 | 46.44 | 35 | Raise. Riley Court £44, Claycroft £65, Scarman £77 for new systems; Lakeside £19 was partial.
5.12 | Sprinklers |  | ALL | Sprinklers or mist system with tank and pumps, and dry or wet risers where needed | Fire alarm (5.11) | m² GIFA |  | 15 | 50 | 15 | 50 | Older workbook (v4.5) | £16–£56 (p.370, 279) | S-0050-01
5.13 | Smoke ventilation |  | ALL | Per floor served: automatic opening vents (AOVs) or smoke shaft dampers to stairs and corridors, with controls and interface | General ventilation (5.3) | nr floors | 4000 | 6000 | 9000 | 6000 | 9000 | Unverified † |  | S-0051-01
5.14a | Data and IT |  | ALL | Structured data cabling, Wi-Fi access points, comms cabinets and containment | IT equipment and AV (4.7) | m² GIFA | 9 | 20 | 39 | 17 | 33 | Your figure | £18 (p.248) | S-0052-01 |  | Data alone £19.4 (bids £17–£29), residential — confirms £18. With TV aerial see 5.14b |  |  | 19.4 |  |  |  | 5.3 | 33.6 | 19.4333 | 20 | Raise slightly. Lakeside £19, Riley Court £34, IBRB £5.
5.14b | Data and IT |  | RES STU | As 5.14a for flats and student rooms: data and telephone outlets per flat, communal data cabling and cabinets, and TV/FM aerial distribution | IT equipment and AV (4.7) | m² GIFA | 11 | 25 | 50 | 15 | 30 | Tender – Lakeside S&F (Sep 2026) |  | S-0052-02 |  | £24.5 incl. TV aerial system (bids £22–£39). New build columns copied from 5.14a CC: £19 on the G4 contract: voice and data (£284k); no TV aerial system. |  | 19.3 | 24.5 | [5 empty] | 21.9 | 25 | Keep. Lakeside £24.5, Claycroft £19.
5.15 | Security |  | ALL | Access control, CCTV, intruder alarm and door entry | Fire alarm (5.11) | m² GIFA | 7 | 20 | 40 | 11 | 27 | Your figure | £22 (p.244) | S-0053-01 |  | Not comparable: the tender only had doorbells and door-entry infrastructure CC: £4.5 on the G4 contract: access control (£52k) and CCTV (£14k) only. |  | 4.5 |  |  |  | 57.8 |  | 22 | 28.1 | 20 | Raise. Riley Court £22, Co-op £58 (retail CCTV and alarm); Claycroft £4.5 minimal.
5.16a | Lifts | Passenger | ALL | Per lift: lift car, machine, doors at each floor, installation and commissioning | Lift pit and shaft structure (in 2.1, 1.3) | nr lifts | 37500 | 60000 | 90000 | 60000 | 90000 | Your figure | £103,081–£126,509 (p.367) | S-0054-01 |  | CC: £112,850 per lift on the G4 contract: one passenger lift removed and replaced in Claycroft 3 (Morris Vermaport, £102,588 incl. design). |  | 112847 | [6 empty] | 112847 | 60000 | Raise. Claycroft £112,850 for a replacement passenger lift; £40,000 is a third of that.
5.16b | Lifts | Platform | ALL | Per platform lift: short-rise wheelchair platform lift (up to ~4 m), enclosure and installation | Lift pit and shaft structure (in 2.1, 1.3) | nr lifts | 15000 | 20000 | 30000 | 20000 | 30000 | Unverified † | £12,651–£14,994 (p.368) | S-0054-02
5.16c | Lifts | Goods or bed | ALL | Per goods or bed lift: heavy-duty car (≈2,000 kg), doors at each floor, installation | Lift pit and shaft structure (in 2.1, 1.3) | nr lifts | 50000 | 70000 | 100000 | 70000 | 100000 | Unverified † | £126,509–£154,622 (p.368) | S-0054-03
5.17 | Solar PV |  | ALL | Solar panels, mounting, inverters, cabling and grid connection (roof, canopy or ground-mounted) | Battery storage (5.18); roof strengthening | kWp | 800 | 1200 | 2000 | 1200 | 2000 | Older workbook (v4.5) | £2,460–£3,163 (p.372) | S-0055-01
5.18 | Battery storage |  | ALL | Battery storage units, inverter and connection | Solar PV (5.17) | kWh | 300 | 400 | 650 | 400 | 650 | Older workbook (v4.5) |  | S-0056-01
5.19 | EV charging |  | ALL | Per charger: 7–22 kW charge point, cabling, ducting and connection to the building supply | Supply upgrade (5.6) | nr chargers |  | 1500 | 2500 | 1500 | 2500 | Older workbook (v4.5) |  | S-0057-01
5.20a | Compressed air | Small | ALL | Compressed air plant and pipework, priced as a lump sum by size. Small: one compressor, receiver and a short pipework run (workshop scale) |  | band |  | 6000 |  | 6000 |  | Unverified † |  | S-0058-01
5.20b | Compressed air | Medium | ALL | Medium: compressor with dryer, receiver and pipework to several outlets |  | band |  | 11000 |  | 11000 |  | Older workbook (v4.5) |  | S-0058-02
5.20c | Compressed air | Large | ALL | Large: duty / standby compressors, dryers and a distribution ring |  | band |  | 21000 |  | 21000 |  | Older workbook (v4.5) |  | S-0058-03
5.21a | Fume extraction | Small | ALL | Extract ductwork and fans for fume cupboards and processes, priced as a lump sum by size. Small: extract fan and ductwork for one or two fume cupboards | Fume cupboards themselves (4.10) | band |  | 8000 |  | 8000 |  | Unverified † |  | S-0059-01
5.21b | Fume extraction | Medium | ALL | Medium: extract system for up to about six fume cupboards or process points | Fume cupboards themselves (4.10) | band |  | 16000 |  | 16000 |  | Older workbook (v4.5) |  | S-0059-02
5.21c | Fume extraction | Large | ALL | Large: central extract plant for a whole laboratory floor | Fume cupboards themselves (4.10) | band |  | 38000 |  | 38000 |  | Older workbook (v4.5) |  | S-0059-03
5.22 | Process drainage |  | ALL | Trade and process drainage: channels, gullies, interceptors and separators | General drainage (5.2, 8.3) | m² process area |  | 90 | 155 | 90 | 155 | Older workbook (v4.5) |  | S-0060-01
5.23 | Medical gases |  | ALL | Medical gas pipework, outlets, alarms and area valve units (oxygen, air, vacuum) | Gas plant or bulk supply | nr outlets |  | 1000 | 1650 | 1000 | 1650 | Older workbook (v4.5) |  | S-0061-01
5.24 | Nurse call |  | ALL | Nurse call per bed: call points, indicators, staff attack and panels | Clinical fittings (4.11) | nr beds |  | 620 | 1050 | 620 | 1050 | Older workbook (v4.5) |  | S-0062-01
5.25a | Server room cooling | Small | ALL | Precision cooling for server or comms rooms, priced as a lump sum by size. Small: split cooling unit for a comms room (one or two racks) | General cooling (5.4) | band |  | 18000 |  | 18000 |  | Unverified † |  | S-0063-01
5.25b | Server room cooling | Medium | ALL | Medium: precision cooling for a server room of up to about ten racks | General cooling (5.4) | band |  | 32000 |  | 32000 |  | Older workbook (v4.5) |  | S-0063-02
5.25c | Server room cooling | Large | ALL | Large: duty / standby precision cooling for a data room | General cooling (5.4) | band |  | 88000 |  | 88000 |  | Older workbook (v4.5) |  | S-0063-03
5.26a | Builder's work in connection |  | ALL | Builder's work for services: holes, chases, plinths, plant bases and making good. Added automatically when any Group 5 item is selected |  | m² GIFA | 5 | 12 | 20 | 8 | 16 | Your figure | Refurb £21–£44 (p.244, 248) · New build £19–£55 (p.373) | S-0083-01 |  | Residential rewire: £27 — see 5.26b. CS: £8 (bids £6–£10), 2.5–4.6% of M&E, for a heat pump conversion (plant room, pipework and radiators). |  |  |  | 8 |  | 3.1 |  |  | 5.55 | 12 | Lower. CS £8, Co-op £3; most builder's work sits inside the M&E prices.
5.26b | Builder's work in connection |  | RES STU | As 5.26a for flats and student rooms being rewired: chasing walls for new containment, holes through ceilings, infilling and making good. Added automatically |  | m² GIFA | 12 | 27 | 45 | 12 | 24 | Tender – Lakeside S&F (Sep 2026) |  | S-0083-02 |  | £27 (bids £18–£55): chasing and making good for a full rewire of occupied flats. New build columns copied from 5.26a CC: £11 on the G4 contract: builder's work assessed by Morgan Sindall at 2.2% of M&E (£172k); more builder's work is priced inside the M&E lines. |  | 11 | 27 | [5 empty] | 19 | 27 | Keep. Lakeside £27 (rewire of occupied flats); Claycroft £11.
GROUP 7 — WORK TO EXISTING BUILDINGS
7.1a | Repairs | Fair | ALL | Repairs to the existing structure and fabric (cracks, lintels, concrete defects, roof and wall repairs), incl. local underpinning | Full re-roofing (2.5); new structure (2.1) | m² GIFA | 20 | 45 | 100 | 27 | 63 | Older workbook (v4.5) |  | S-0064-01 |  | CS: £48 (bids £25–£71) for brick remedials before rendering: slab edges exposed, new stainless steel angles and cavity trays, remedial ties, movement joints, repointing. |  |  |  | 48 |  |  |  |  | 48 | 45 | Keep. CS brick remedials £48.
7.1b | Repairs | Good | ALL | Repairs to a building in good condition: minor defects only | Full re-roofing (2.5); new structure (2.1) | m² GIFA | 10 | 22.5 | 50 | 13.5 | 31.5 | Unverified † (= 7.1a × 0.5) |  | S-0064-02
7.1c | Repairs | Poor | ALL | Repairs to a building in poor condition: widespread structural and fabric defects | Full re-roofing (2.5); new structure (2.1) | m² GIFA | 40 | 90 | 200 | 54 | 126 | Unverified † (= 7.1a × 2) |  | S-0064-03 |  | CC: no contract figure. The forecast out-turn (Mace Val 16) adds £2.65m of structural and fabric defect remediation, £164 on this basis — mostly a £2.14m budget for Claycroft 2, found only as each block was opened up.
7.2 | Alterations |  | ALL | Structural alterations: new openings, removing load-bearing walls with steels and propping, partial demolition and making good | Strip-out of finishes (0.3) | m² GIFA | 30 | 60 | 110 | 20 | 40 | Unverified † | £25 (p.242) | S-0065-01 | [9 empty] | 53.7 | 53.7 | 60 | Keep. Riley Court £54.
7.3 | Damp treatment |  | ALL | Damp-proof course injection, tanking of affected walls, re-plastering | Roof or gutter leaks (7.1) | m² footprint | 12 | 25 | 50 | 12 | 38 | Older workbook (v4.5) |  | S-0066-01
GROUP 8 — EXTERNAL WORKS
8.1 | Site clearance and preparation |  | ALL | Site clearance, vegetation removal, topsoil strip, cut and fill, levelling | Tree removal (0.6); demolition (0.2) | m² external | 7 | 10 | 16 | 10 | 16 | Older workbook (v4.5) | £8 (p.229) | S-0067-01
8.2 | Surface water drainage |  | ALL | Surface water drainage: gullies, channels, pipework, manholes, SuDS and attenuation | Foul drainage (8.3) | m² external | 18 | 25 | 40 | 25 | 40 | Older workbook (v4.5) | £30–£37 (p.384) | S-0068-01
8.3 | Foul drainage |  | ALL | Below-ground foul drainage from the building to the public sewer, incl. manholes and connection | Above-ground pipework (5.2) | m² GIFA | 5 | 10 | 20 | 13 | 25 | Your figure | £4 (p.229) | S-0069-01 | [9 empty] | 35.4 | 35.4 | 10 | Raise. Riley Court £35 for new internal below-ground drainage (one project).
8.4 | External utilities |  | ALL | Water, gas, electricity and telecoms connections on site, incl. utility company connection charges | A new substation (5.6); diversions (0.7) | m² GIFA | 20 | 25 | 50 | 25 | 50 | Your figure | £19–£23 (p.231, 248) | S-0070-01 | [9 empty] | 67.6 | 67.6 | 25 | Raise. Riley Court £68 for new district heating and water mains (one project; site-specific).
8.5a | Highways and site access | Small | ALL | New site access and highway works (Section 278), priced as a lump sum by size. Small: new or widened vehicle crossover and dropped kerb | Roads inside the site (8.7) | band |  | 25000 |  | 25000 |  | Unverified † |  | S-0071-01
8.5b | Highways and site access | Medium | ALL | Medium: new junction bell-mouth and footway works under a Section 278 agreement | Roads inside the site (8.7) | band |  | 75000 |  | 75000 |  | Unverified † |  | S-0071-02
8.5c | Highways and site access | Large | ALL | Large: major junction works (turning lane or signals) under a Section 278 agreement | Roads inside the site (8.7) | band |  | 200000 |  | 200000 |  | Unverified † |  | S-0071-03
8.6a | Retaining walls and earthworks | Small | ALL | Retaining walls and earthworks for sloping sites, priced as a lump sum by size. Small: short retaining walls under about 1.2 m and minor regrading | Basement retaining walls (1.3) | band |  | 20000 |  | 20000 |  | Unverified † |  | S-0072-01
8.6b | Retaining walls and earthworks | Medium | ALL | Medium: retaining walls of about 1.5–2 m along part of the site, with cut and fill | Basement retaining walls (1.3) | band |  | 60000 |  | 60000 |  | Unverified † |  | S-0072-02
8.6c | Retaining walls and earthworks | Large | ALL | Large: extensive retaining structures or major earthworks on a steep site | Basement retaining walls (1.3) | band |  | 150000 |  | 150000 |  | Unverified † |  | S-0072-03
8.7 | Roads, paths and paving |  | ALL | Roads, footpaths and hard landscaping: sub-base, surfacing, kerbs and edgings | Car parking spaces (8.8); HGV yard (8.9) | m² hard surface | 35 | 50 | 80 | 50 | 80 | Older workbook (v4.5) | £38–£164 (p.374, 230) | S-0073-01
8.8 | Car parking |  | ALL | Per surface parking space: sub-base, surfacing, kerbs, marking, drainage and share of lighting | EV chargers (5.19); multi-storey or underground parking | nr spaces | 1000 | 1800 | 2800 | 1000 | 1800 | Older workbook (v4.5) | £2,788–£3,538 (p.375) | S-0074-01
8.9 | HGV yard |  | ALL | Heavy-duty concrete hardstanding and turning area for HGVs | Drainage (8.2); dock levellers (4.13) | m² yard |  | 0 |  | 90 | 130 | Older workbook (v4.5) | £60 (p.230) | S-0075-01
8.10 | Soft landscaping |  | ALL | Topsoil, grass seeding or turf, planting and trees, first-year maintenance | Biodiversity net gain units (8.12) | m² soft | 21 | 30 | 48 | 30 | 48 | Older workbook (v4.5) | £7–£35 (p.378, 377) | S-0076-01 |  | WF: £2.1 per m² over the 8,000 m² site (contract £15.4k): topsoil and grass seed to the UoW Grounds specification only — no planting or maintenance. Five bids £2.1–£11.2, median £3.2. | 2.1 | [7 empty] | 2.1 | 30 | Keep. Whitefields £2 was topsoil and seed only, not planting.
8.11 | Roof terrace and green roof |  | ALL | Extra over the roof for a green roof (sedum or biodiverse) or roof terrace finish, incl. drainage layer | The roof itself (2.5) | m² roof | 42 | 95 | 200 | 95 | 200 | Older workbook (v4.5) | £110–£276 (p.234, 315) | S-0077-01
8.12a | Biodiversity net gain | Small | ALL | Biodiversity net gain: on-site habitat work or off-site units, priced as a lump sum by size. Small: on-site habitat enhancement (planting, habitat boxes) and monitoring | Reported below the construction total. Soft landscaping (8.10) | band | 0 | 0 | 0 | 10000 |  | Unverified † |  | S-0078-01
8.12b | Biodiversity net gain | Medium | ALL | Medium: on-site habitat creation plus a few off-site biodiversity units | Reported below the construction total. Soft landscaping (8.10) | band | 0 | 0 | 0 | 40000 |  | Unverified † |  | S-0078-02
8.12c | Biodiversity net gain | Large | ALL | Large: purchase of off-site biodiversity units for a larger deficit | Reported below the construction total. Soft landscaping (8.10) | band | 0 | 0 | 0 | 120000 |  | Unverified † |  | S-0078-03
8.13 | Fences, gates and walls |  | ALL | Boundary fencing, walls and gates, per linear metre of boundary | Vehicle barriers | m | 60 | 110 | 200 | 110 | 200 | Unverified † | £36–£123 (p.379, 230, 231) | S-0079-01
8.14 | External lighting |  | ALL | Site and car park lighting columns or bollards, cabling and controls | Lights fixed to the building (5.8) | m² external | 7 | 10 | 16 | 10 | 16 | Older workbook (v4.5) | £2–£3 (p.394) | S-0080-01 |  | Lump sum £76k (bids £61k–£84k) for estate amenity lighting incl. trenching; no external area to convert
8.15 | Cycle storage |  | ALL | Per cycle space: stands and a share of a covered shelter | Enclosed cycle stores inside the building | nr spaces | 210 | 240 | 480 | 240 | 480 | Older workbook (v4.5) | £30–£37 (p.383) | S-0081-01

## 3. Settings
SETTINGS — every other number the app reads
Each table starts at its ▶ marker and ends at the first blank row. To add a row, insert it inside the table (above the blank row). Don't rename markers or headers: the app finds tables by them.
▶ workbook_info | Version stamped on every report the app produces. Update on every change
Field | Value | Notes
Version | 5.27 | Bump on every published change (5.3, 5.4 …) and add a line to the update log
Date | 2026-10-12
Owner | Nabil Kayali
▶ building_uses | Q1.3 options. The Code is what '2. Rates' and '4. Scope rules' uses
Code | Building use (label on screen) | Treated as residential | Notes
RES | Residential | Yes
STU | Student accommodation (PBSA / halls) | Yes
OFF | Commercial offices | No
EDU | Education | No
HEA | Healthcare | No
RET | Retail | No
IND | Industrial / warehouse | No
HOS | Hospitality / leisure | No
MIX | Mixed use | No | Every item listed; nothing hidden under More items
OTH | Other | No | Every item listed; nothing hidden under More items
ALL | (any building use) |  | Used on '2. Rates' and '4. Scope rules' only: the item or rate applies to every building use
▶ project_types | Q1.2 options. The rate column read for each specification level. The Code is what '2. Rates' and '4. Scope rules' uses
Code | Project type (label on screen) | Basic column | Standard column | High column | Uses level of intervention | Notes
NB | New Build | New build & Extension Std | New build & Extension Std | New build & Extension High | No | There is no Basic new-build rate, so Basic reads Standard
EX | Extension | New build & Extension Std | New build & Extension Std | New build & Extension High | No | Same rates as New build (owner, 27 Sept 2026)
RF | Refurbishment | Refurb & Fit-out Basic | Refurb & Fit-out Std | Refurb & Fit-out High | Yes
FO | Fit-out | Refurb & Fit-out Basic | Refurb & Fit-out Std | Refurb & Fit-out High | Yes | Same rates as Refurbishment
EW | External works only | New build & Extension Std | New build & Extension Std | New build & Extension Std | No | Reads the New build Standard rates; quantities from the external works area
DM | Demolition only | Refurb & Fit-out Basic | Refurb & Fit-out Std | Refurb & Fit-out High | No
OM | Other or mixed | Per component | Per component | Per component | No | From v4.5: split GIFA by use/type, price each block on its own project type's columns, and sum
▶ spec_levels | Q2.4 options. The level picks the Basic / Standard / High column on project_types
Level | Description
Basic | Minimum compliance; budget materials; functional finish. Student accommodation, back-of-house, warehouses.
Standard | Good commercial standard; durable mid-range materials. Typical offices, education, general academic space.
High | Flagship/premium; high-end finishes, bespoke joinery, enhanced M&E. Boardrooms, reception, executive, prestige.
▶ intervention_levels | Level of intervention (Refurbishment and Fit-out only) → band multiplier and design duration (from v4.5)
Level | Name | Band multiplier (m² rates) | Description | Design duration multiplier
1 | Fabric and finishes only | 0.8 | Decoration, floor/wall finishes, ceilings, fixtures replaced in-place. No M&E work. No walls moved. Lowest cost and shortest programme. | 0.5
2 | Finishes with minor services | 0.9 | Finishes as above plus light-touch M&E: 2nd fix fixtures, replacement light fittings, sockets and switches. Existing wiring and pipework retained. No new systems. | 0.7
3 | Full systems replacement | 1 | Complete replacement of heating, plumbing and electrical systems throughout. Same layout, same positions, no structural changes. Building rewired and re-plumbed. Typical full flat or office refurbishment. | 1
4 | Reconfiguration or full redesign | 1.15 | Layout changes, walls moved or removed, or building stripped to structure and redesigned. Requires architect, structural engineer, building control, possibly planning. Highest cost and longest programme. | 1.3
▶ location_factors | Regional location factor by postcode area, or by district where an area is split (e.g. SY10). West Midlands is the default. South West added in v5.4 — its factors are an AI estimate, verify against BCIS
Region | Postcode areas | Low | High | Mid (use)
Inner London | EC,WC,E1W,SW1,SE1 | 1.2 | 1.3 | 1.25
Outer London | E,N,NW,SE,SW,W,BR,CR,DA,EN,HA,IG,KT,RM,SM,TW,UB,WD | 1.1 | 1.2 | 1.15
South East | GU,RH,TN,ME,CT,BN,PO,SO,RG,SL,OX,HP,MK | 1.05 | 1.12 | 1.08
East of England | CM,CB,IP,NR,LU,AL,SG,PE,SS,CO | 1 | 1.05 | 1.03
West Midlands ★ DEFAULT | B,CV,WV,WS,DY,ST,WR,HR,TF,SY1,SY2,SY3,SY4,SY5,SY6,SY7,SY8,SY9,SY10,SY11,SY12,SY13 | 0.92 | 0.97 | 0.94
East Midlands | LE,NG,DE,LN,NN | 0.91 | 0.96 | 0.93
Yorkshire & Humberside | LS,BD,HX,HD,HG,YO,HU,S,DN,WF | 0.88 | 0.93 | 0.9
North West | M,SK,WN,WA,BL,OL,PR,BB,LA,FY,CW,CH,L,CA,SY14 | 0.9 | 0.95 | 0.92
North East | NE,SR,DH,TS,DL | 0.87 | 0.92 | 0.88
Wales | CF,SA,NP,LD,SY,LL | 0.87 | 0.93 | 0.89
Scotland | EH,G,FK,KY,DD,PH,AB,IV,KW,PA,KA,ML,TD,DG,HS,ZE | 0.93 | 1 | 0.965
Northern Ireland | BT | 0.82 | 0.88 | 0.85
South West | BS,BA,BH,DT,EX,GL,PL,SN,SP,TA,TQ,TR | 0.94 | 1 | 0.97
▶ benchmarks | Expected works £/m² by project type and building use (from v4.5, now in codes). Outside the range = review flag
Project type | Building use | Expected low £/m² | Expected high £/m²
RF | OFF | 600 | 1200
RF | RES | 700 | 1500
RF | EDU | 800 | 1800
RF | HOS | 1000 | 2200
RF | HEA | 1500 | 3000
RF | RET | 500 | 1300
RF | IND | 400 | 1100
FO | OFF | 500 | 1200
FO | HOS | 900 | 2000
FO | RET | 500 | 1400
NB | OFF | 1800 | 2800
NB | RES | 1600 | 2600
NB | EDU | 2000 | 3200
NB | HOS | 2200 | 3500
NB | HEA | 3000 | 5000
NB | IND | 650 | 1800
▶ inputs | Names used in 'Quantity rule' and 'Other conditions'. Default = what the app uses if the answer is blank
Name | Comes from | Default (quantity rule) | Notes
GIFA | Q1.5 Approximate size (GIFA) | IF(PT=EW, 0, ENTER) | On Refurbishment and Fit-out this is the area of works
STOREYS | Number of storeys (existing question) | 1 | Default used only if the answer is blank
FOOTPRINT | Worked out | GIFA / STOREYS | Ground floor area
UPPER | Worked out | GIFA - FOOTPRINT | Upper floor area
EXT_AREA | External works area, asked on the Group 8 header | IF(PT=EW, ENTER, FOOTPRINT * r.site_ratio) | Must be entered on External works only
DEMOLISHED | Demolition item, 'I know this' | IF(PT=NB EX, ENTER, GIFA) | Area of building to demolish
PT | Q1.2 Project type |  | A code from project_types
USE | Q1.3 Building use |  | A code from building_uses
AGE | Q1.4 Building age |  | End year of the chosen band (e.g. 1980–1999 → 1999); post-2000 → current year
LEVEL | Level of intervention |  | 1–4; Refurbishment and Fit-out only
OFFICES | Q1.3a share of the floor that is offices, welfare and staff areas (%) × GIFA | GIFA * r.office_share | Industrial / warehouse, New build and Extension (where Q1.3a is asked). Fit-out items are measured on it
PRODUCTION | Q1.3b: Factory / production → GIFA − OFFICES; Storage / warehouse → 0 | 0 | Production floor that also gets the building services
▶ quantity_ratios | Named ratios used as r.name in quantity rules. The row for the building use is used, else ALL
Key | Building use | Value | Used for | Source
m2_per_person | ALL | 10 | Toilets: people = GIFA ÷ this | AI estimate – verify
m2_per_person | EDU | 5 | Toilets (education) | AI estimate – verify
m2_per_person | HEA | 15 | Toilets (healthcare) | AI estimate – verify
m2_per_person | RET | 7 | Toilets (retail) | AI estimate – verify
m2_per_person | IND | 40 | Toilets (industrial) | AI estimate – verify
m2_per_person | HOS | 5 | Toilets (hospitality) | AI estimate – verify
persons_per_wc | ALL | 20 | Toilets: WCs = people ÷ this (simplified BS 6465-1 / Workplace Regs) | AI estimate – verify
accessible_wc_per_floor | ALL | 1 | Toilets: accessible option | AI estimate – verify
m2_per_dwelling | ALL | 66 | Bathrooms, kitchens, EV charging (residential) | Lakeside S&F tender, Sep 2026: 50 dwellings on 3,306 m², one bathroom each
bathrooms_per_dwelling | ALL | 1 | Bathrooms (residential) | Lakeside S&F tender, Sep 2026: 50 dwellings on 3,306 m², one bathroom each
m2_per_bed | ALL | 25 | Student beds or hospital beds, by building use | AI estimate – verify
m2_per_bed | STU | 25 | Bathrooms and kitchens (student en-suite beds) | AI estimate – verify
m2_per_bed | HEA | 70 | Medical gases and nurse call (hospital beds) | AI estimate – verify
m2_per_key | ALL | 35 | Bathrooms (hotel rooms) | AI estimate – verify
beds_per_kitchen | ALL | 6 | Kitchens (student cluster flats) | AI estimate – verify
tea_points_per_floor | ALL | 1 | Kitchens (non-residential) | AI estimate – verify
pct_catering | ALL | 0.03 | Catering kitchen area as a share of GIFA | AI estimate – verify
pct_catering | HOS | 0.1 | Catering kitchen area (hospitality) | AI estimate – verify
pct_lab | ALL | 0.1 | Laboratory area as a share of GIFA | AI estimate – verify
pct_lab | EDU | 0.15 | Laboratory area (education) | AI estimate – verify
pct_clinical | ALL | 0.1 | Clinical fit-out area as a share of GIFA | AI estimate – verify
pct_clinical | HEA | 0.4 | Clinical fit-out area (healthcare) | AI estimate – verify
gas_outlets_per_bed | ALL | 2 | Medical gases | AI estimate – verify
kwp_per_m2_roof | ALL | 0.1 | Solar PV kWp = footprint × this | AI estimate – verify
site_ratio | ALL | 1.5 | External area default = footprint × this | AI estimate – verify
pct_hard | ALL | 0.6 | Roads, paths and paving = external area × this | AI estimate – verify
pct_soft | ALL | 0.4 | Soft landscaping = external area × this | AI estimate – verify
fence_multiplier | ALL | 4 | Fences = this × √ external area (perimeter of a square) | AI estimate – verify
m2_per_car_space | ALL | 25 | Roads, paths and paving: hard surface taken up by each car space (bay and aisle), deducted from the paving estimate | AI estimate – verify
office_share | ALL | 0.1 | Industrial / warehouse (New build, Extension): share of the floor priced as offices, welfare and staff areas, the suggestion shown at Q1.3a | AI estimate – verify
▶ factors | Multipliers applied to rates
Key | Value | Applies to | When | Source
modular_factor | 1.05 | Groups 1–3 rates | Group 2 construction method = Modular | AI estimate – verify
vat_partly_share | 0.5 | Budget check: share of VAT counted | Q4.3a = Partly | Owner decision (Oct 2026)
sens_me_works_pct | 20 | Cost drivers list: M&E works pushed by this % | Every report (what-if only; never changes the estimate) | Presentation step
sens_works_pct | 10 | Cost drivers list: all works pushed by this % | Every report (what-if only) | Presentation step
sens_prelims_pp | 3 | Cost drivers list: Prelims (A) pushed by these points | Every report (what-if only) | Presentation step
sens_ohp_pp | 1 | Cost drivers list: OH&P (B) pushed by these points | Every report (what-if only) | Presentation step
sens_fees_pp | 2 | Cost drivers list: Fees (C) pushed by these points | Every report (what-if only) | Presentation step
sens_risk_pp | 2 | Cost drivers list: Risk (E) pushed by these points | Every report (what-if only) | Presentation step
sens_contingency_pp | 2 | Cost drivers list: Contingency (H) pushed by these points | Every report (what-if only) | Presentation step
sens_inflation_pp | 2 | Cost drivers list: Inflation (F) pushed by these points | Every report (what-if only) | Presentation step
risk_level_low_max | 11 | Report risk level: risk + contingency % at or below this reads Low | Every report (label only; never changes the estimate) | Presentation step
risk_level_medium_max | 13 | Report risk level: at or below this reads Medium; above it, High | Every report (label only; never changes the estimate) | Presentation step
▶ percentage_rules | Additions A–H, applied in the NRM1 order the app uses: A Prelims = % × Works; B OH&P = % × (Works + A); Construction = Works + A + B; C Fees and D Developer costs = % × Construction; Base = Construction + C + D; E Risk and H Contingency = % × Base; F Inflation = % × (Base + E + H). A Prelims: 7% base (relaxed, vacant, no restrictions) plus the ADD rows that apply, capped at 11% outside London; London rows add 2 (Outer) or 3 (Inner) points with a 14% cap. The cap used is the highest cap among the rows that apply. Every figure here is read by the app — change it here, not in the code. Since v5.16 the E and H rows below are not used: risk is set by ▶ risk_allowance (four NRM1 categories, no separate contingency); they are kept only for older copies of the app.
Code | Addition | Type | Condition (questionnaire trigger) | Adjust % | Cap %
A | Contractor's Preliminaries | BASE | Base 7% — vacant, no restrictions, relaxed programme | 7 | 11
A | Contractor's Preliminaries | ADD | Q3.6 = Fully occupied throughout | 2 | 11
A | Contractor's Preliminaries | ADD | Q3.6 = Partially occupied | 1 | 11
A | Contractor's Preliminaries | ADD | Q3.5 includes Restricted working hours | 0.5 | 11
A | Contractor's Preliminaries | ADD | Q3.5 includes Access routes shared with occupiers, neighbours or the public | 0.5 | 11
A | Contractor's Preliminaries | ADD | Q3.5 includes Restricted deliveries or no vehicle access | 0.5 | 11
A | Contractor's Preliminaries | ADD | Q3.5 includes Tight site (little storage space, headroom or weight limits) | 0.5 | 11
A | Contractor's Preliminaries | ADD | Q3.5 includes Site fronts a public road or pavement (hoarding, scaffold or crane licence) | 0.5 | 11
A | Contractor's Preliminaries | ADD | Programme duration > 18 months | 0.5 | 11
A | Contractor's Preliminaries | ADD | Q2.3 has ≥4 M&E items (complex services) | 0.5 | 11
A | Contractor's Preliminaries | ADD | Q1.4 = Pre-1900 OR Q3.4 includes Listed Building Consent (heritage complexity) | 0.5 | 11
A | Contractor's Preliminaries | ADD | Q4.1 = Hard deadline (condensed programme) | 1.5 | 11
A | Contractor's Preliminaries | ADD | Q4.4 top priority = Speed (condensed programme) | 1 | 11
A | Contractor's Preliminaries | ADD | Region = Outer London | 2 | 14
A | Contractor's Preliminaries | ADD | Region = Inner London | 3 | 14
B | Overheads & Profit | RANGE | Works cost < £1M → 10–12% (use 11%) | 11
B | Overheads & Profit | RANGE | Works cost £1M–£5M → 9–10% (use 9.5%) | 9.5
B | Overheads & Profit | RANGE | Works cost > £5M → 8–9% (use 8.5%) | 8.5
C | Professional Fees | BASE | Q4.5 = Stage 0–1 → 12–15% (use 13.5%) | 13.5
C | Professional Fees | BASE | Q4.5 = Stage 2 → 10–13% (use 11.5%) | 11.5
C | Professional Fees | BASE | Q4.5 = Stage 3 → 7–10% (use 8.5%) | 8.5
C | Professional Fees | BASE | Q4.5 = Stage 4 → 5–7% (use 6%) | 6
C | Professional Fees | ADD | Q2.3 has ≥4 M&E items (M&E-heavy) | 1.5
C | Professional Fees | ADD | Q2.5 includes BREEAM | 1
C | Professional Fees | ADD | Q1.4 = Pre-1900 OR Q3.4 includes Listed Building Consent (heritage/conservation consultant uplift — apply once only, do not stack) | 2
D | Developer & Project Costs | BASE | Q3.4 = Full planning (3–4%, use 3.5%) | 3.5
D | Developer & Project Costs | BASE | Q3.4 = Full planning + Listed Building Consent | 4
D | Developer & Project Costs | BASE | Q3.4 = Change of use consent | 4
D | Developer & Project Costs | BASE | Q3.4 = Prior approval (2–3%, use 2.5%) | 2.5
D | Developer & Project Costs | BASE | Q3.4 = Permitted development | 2
D | Developer & Project Costs | BASE | Q3.4 = Unsure / pre-application | 3
D | Developer & Project Costs | ADD | Q3.3 = No surveys yet | 0.5
D | Developer & Project Costs | BASE | Q3.4 includes Listed Building Consent (LBC + planning assumed; same as Full planning + Listed Building Consent trigger) | 4
E | Risk Allowance | BASE | Baseline 5% | 5 | 10
E | Risk Allowance | ADD | Q3.3 = None — surveys needed | 2 | 10
E | Risk Allowance | ADD | Q3.1 = Unsure — surveys needed | 2 | 10
E | Risk Allowance | ADD | Q3.1 = Asbestos known or suspected | 1.5 | 10
E | Risk Allowance | ADD | Q3.1 = Contaminated land | 1.5 | 10
E | Risk Allowance | ADD | Q3.1 = Structural concerns | 1 | 10
E | Risk Allowance | ADD | Q3.1 = Ageing or inadequate M&E | 0.5 | 10
E | Risk Allowance | ADD | Q3.1 = Drainage issues | 0.5 | 10
E | Risk Allowance | ADD | Q3.1 = Damp or water ingress | 0.5 | 10
E | Risk Allowance | ADD | Q3.1 = Fire safety deficiencies | 0.5 | 10
E | Risk Allowance | ADD | Q4.1 = Hard deadline (specific date given) | 1 | 10
E | Risk Allowance | ADD | Q3.6 = Fully occupied throughout | 0.5 | 10
H | Client Contingency | FIXED | ALWAYS 5% — never adjusted. Survey uncertainty sits in E, not here. | 5 | 5
F | Inflation — tender delay | COMPONENT | 0–6 months to tender → 0% | 0 | 12
F | Inflation — tender delay | COMPONENT | 6–12 months to tender → 2% | 2 | 12
F | Inflation — tender delay | COMPONENT | 12–18 months to tender → 4% | 4 | 12
F | Inflation — tender delay | COMPONENT | 18+ months to tender → 6% | 6 | 12
F | Inflation — construction mid-pt | COMPONENT | Construction ≤ 6 months → 1% | 1 | 12
F | Inflation — construction mid-pt | COMPONENT | Construction 6–12 months → 2% | 2 | 12
F | Inflation — construction mid-pt | COMPONENT | Construction 12–18 months → 3% | 3 | 12
F | Inflation — construction mid-pt | COMPONENT | Construction 18–24 months → 4% | 4 | 12
F | Inflation — construction mid-pt | COMPONENT | Construction 24+ months → 5% | 5 | 12
G | VAT (reference only) | FIXED | NOT added to total. Recoverability confirmed by client Finance. New build may zero-rate. | 20 | 20
▶ retired_codes | Old codes with no replacement item (all others are listed on their item's 'Replaces old codes')
Old code | Was | Status | Reason | Date
4.4 | Specialist equipment (lab/AV/med) | Retired | Use Other / specialist scope | 2026-09-23
4.17 | Overhead crane and gantry | Retired | Cranes via Other / specialist scope | 2026-09-23
4.26 | Fitting rooms | Retired | Fitting rooms via Other / specialist | 2026-09-23
4.29 | Spectator seating and bleachers | Retired | Spectator seating via Other / specialist | 2026-09-23
5.1b | Mechanical second fix | Retired | Empty row in v4.5 | 2026-09-23
6.1 | Prefabricated / modular units | Retired | Group 2 construction method: Modular | 2026-09-23
7.4 | M&E overhaul / life-expired services | Retired | Group 5 covers replacement | 2026-09-23
7.5 | Making good after structural works | Retired | Inside every refurbishment rate | 2026-09-23
0.8 | Temporary works and propping (question map) | Retired | Inside the alteration and basement rates | 2026-09-23
8.12 | Bin store | Retired | Removed by the owner in the v5.5 review (bin store S-0082 deleted) | 2026-09-28
▶ range_widths | Estimate range around the mid-point, by confidence grade (A–D). Low × mid = bottom, High × mid = top
Grade | Low | High | Notes
A | 0.9 | 1.15 | Values from the September 2026 workbook spec (illustrative) — review against real outturns
B | 0.9 | 1.2
C | 0.85 | 1.25
D | 0.8 | 1.35
DEFAULT | 0.89 | 1.11 | Used only in the first calculation passes, before the confidence grade is known. Every printed range uses A–D.
▶ confidence | Confidence grade: points per factor that applies, grade thresholds, and grade caps. The app adds up the points of every factor that applies, takes the grade from the GRADE rows, then applies the lowest cap of any factor that applies. Keys are read by the app — do not rename them.
Key | Factor (as printed) | Points | Threshold | Caps grade at
GRADE_A | Grade A when the total points are at most | 1
GRADE_B | Grade B when the total points are at most | 3
GRADE_C | Grade C when the total points are at most (above this: D) | 6
STAGE_0_1 | design at Stage 0–1 | 1 |  | B
NO_SURVEYS | no surveys in the last 5 years | 2
NO_CONDITION_SURVEY | no condition survey | 1
NO_RD_SURVEY | no asbestos R&D survey (pre-2000 building) | 1
NO_CONDITION_OR_RD | neither a condition nor an asbestos R&D survey | 0 |  | C
CONDITION_UNKNOWN | building condition unknown | 1
PLANNING_UNSURE | planning route not established | 1
EXISTING_BUILDING | existing building | 1
AGE_PRE_1980 | built before 1980 | 0.5
OCCUPIED_FULL | fully occupied during works | 1
OCCUPIED_PARTIAL | partly occupied during works | 0.5
HIGH_RISKS | risks rated High (Threshold = how many) | 1 | 2
CLIENT_SHARE_LOW | few client-confirmed quantities (Threshold = share of works cost below which it applies) | 0.5 | 0.25
SENSE_HIGH | high-severity sense-check warning | 2
SENSE_MEDIUM | sense-check warnings | 1
BENCHMARK_MISSING | no published cost benchmark to check against | 1
EXCLUDED_ITEMS | scope items excluded pending quantities | 1
RATIO_ESTIMATES | quantities estimated from typical ratios | 1
SPECIALIST_UNPRICED | specialist scope not priced | 1
BENCHMARK_BREACH | estimate more than 30% outside the cost benchmark (Threshold = share outside the band) | 0 | 0.3 | D
▶ risk_allowance | Risk allowance in the four NRM1 categories, % of base cost (construction + fees). The app adds the rows that apply in each category and caps the total; it replaces the E and H rows of ▶ percentage_rules. Nothing already priced in the scope, prelims, fees or programme is charged again (occupation, deadlines and phasing are in prelims and programme; inflation is F). Keys are read by the app — do not rename them.
Key | Category | Applies when (as printed) | % | Notes
DD_STAGE_0_1 | Design development | design at Stage 0–1 | 5 | Base: by design stage reached (Q4.5)
DD_STAGE_2 | Design development | design at Stage 2 | 3
DD_STAGE_3 | Design development | design at Stage 3 | 2
DD_STAGE_4 | Design development | design at Stage 4 | 1
DD_NO_CONDITION_SURVEY | Design development | no condition survey | 1
DD_AGEING_ME | Design development | ageing M&E | 1 | Not at full systems replacement
DD_AGEING_ME_REPLACED | Design development | ageing M&E being replaced | 0.5 | At full systems replacement (the replacement is priced)
DD_HIGHER_RISK | Design development | higher-risk building | 1
CR_NEW | Construction | new build | 2 | Base: new build, external works
CR_EXISTING | Construction | existing building | 4 | Base: refurbishment, fit-out, extension, demolition, mixed
CR_ASBESTOS | Construction | no asbestos R&D survey, removal not priced | 2 | Pre-2000 building or asbestos known
CR_ASBESTOS_PRICED | Construction | no asbestos R&D survey, removal priced | 1
CR_STRUCTURAL | Construction | structural concerns | 1.5 | Not priced (no repairs or alterations item)
CR_STRUCTURAL_PRICED | Construction | structural concerns (repairs priced) | 0.75
CR_CONTAMINATED | Construction | contaminated land | 1.5 | Not priced
CR_CONTAMINATED_PRICED | Construction | contaminated land (remediation priced) | 0.5
CR_DAMP | Construction | damp | 0.5 | 0 when damp treatment is priced
CR_FIRE | Construction | fire safety issues | 0.5 | 0 when fire stopping is priced
CR_DRAINAGE | Construction | drainage issues | 0.5 | 0 when drainage is priced
CR_PRE_1980 | Construction | pre-1980 building | 0.5 | Existing buildings only
EC_STAGE_0_1 | Employer change | design at Stage 0–1 | 3 | Base
EC_LATER | Employer change | design past Stage 1 | 2 | Base
EO_BASE | Employer other | base | 1 | Base
EO_PLANNING_UNSURE | Employer other | planning route unsure | 0.5
EO_GRANT | Employer other | grant funding | 0.5
EO_HERITAGE | Employer other | listed or conservation area | 0.5
CAP | All | total risk allowance cap | 25
▶ inflation | Inflation (F) from the rate base date to the mid-point of construction (the programme's own dates): % = (1 + annual rate) ^ years − 1, capped. Replaces the banded F rows of ▶ percentage_rules. Keys are read by the app — do not rename them.
Key | Value | Notes
RATE_BASE_DATE | 2026-08-15 | The date every rate on '2. Rates' is priced at (Q3 2026, taken as mid-quarter). Text, YYYY-MM-DD.
RATE_BASE_LABEL | Q3 2026 | How the base date is printed in the report.
ANNUAL_PCT | 3.5 | Construction price inflation, % a year (estimate from published tender price forecasts, 2026–28).
CAP_PCT | 12 | Maximum inflation allowance, %.
▶ route_fees | Professional fees by the preferred procurement route (from the Procurement Reference). The client-fee adjustment (points) is added to C; the contractor's design (% of construction) is its own row. Applies only while Stage 4 is not yet complete (Q4.5). Route names must match the Procurement Reference exactly.
Route | Client fee adjustment (points) | Contractor's design % | Notes
Traditional | 0 | 0 | The client's design team does every stage.
Design & Build 1 Stage | -3 | 2 | The contractor's team does Stage 4. Contractor's design 2% (Claycroft, Morgan Sindall D&B: 2.1%).
Design & Build 2 Stage | -1.5 | 1 | Stage 4 is shared with the contractor during the pre-construction stage.
Management Contract / Construction Management | 0 | 0 | Unchanged: the CM fee replaces part of the contractor's OH&P (not modelled).

## 4. Scope rules
SCOPE RULES — how the app uses each item (rarely needs changing)
Two tables, each starting at its ▶ marker and ending at the first blank row — to add a row, insert it inside the table. ▶ items: one row per Scope ID. ▶ options: one row per Rate key on '2. Rates'. What each column means is on '1. Instructions'.
▶ items
Scope ID | Code | Item (for reading) | Group | Section | Options: pick | Quantity rule | Shown on (project type codes) | Pre-ticked on (project type codes) | Relevant building uses (codes) | Other conditions | BCIS element 1 | Share 1 | BCIS element 2 | Share 2 | Replaces old codes
S-0001 | 0.1 | Asbestos removal | 0 Facilitating works | — | One | IF(PT=NB EX, DEMOLISHED, GIFA) | NB EX RF FO EW DM OM | — | ALL | AGE<2000 & PT=RF FO DM → tick | 0.1 | 1 |  |  | 0.1
S-0002 | 0.2 | Demolition of existing building | 0 Facilitating works | — | One | DEMOLISHED | NB EX EW DM OM | DM | ALL |  | 0.2 | 1 |  |  | 0.2
S-0003 | 0.3 | Strip-out | 0 Facilitating works | — | One | GIFA | RF FO OM | — | ALL |  | 0.2 | 1 |  |  | 0.5
S-0004 | 0.4 | Contaminated land | 0 Facilitating works | — | One | IF(PT=EW, EXT_AREA, GIFA) | NB EX EW OM | — | ALL |  | 0.1 | 1 |  |  | 0.3
S-0005 | 0.5 | Ground improvement | 0 Facilitating works | — | One | FOOTPRINT | NB EX EW OM | — | ALL |  | 0.4 | 1 |  |  | 0.4
S-0006 | 0.6 | Tree removal | 0 Facilitating works | — | One | ENTER | NB EX EW DM OM | — | ALL |  | 8.1 | 1 |  |  | 0.6
S-0007 | 0.7 | Service diversions | 0 Facilitating works | — | One | IF(PT=EW, EXT_AREA, FOOTPRINT) | NB EX EW DM OM | — | ALL |  | 0.5 | 1 |  |  | 0.7
S-0008 | 1.1 | Foundations | 1 Substructure | — | One | FOOTPRINT | NB EX OM | NB EX | ALL |  | 1.1 | 1 |  |  | 1.1, 1.2
S-0009 | 1.2 | Ground floor slab | 1 Substructure | — | One | FOOTPRINT | NB EX OM | NB EX | ALL |  | 1.1 | 1 |  |  | 1.3
S-0010 | 1.3 | Basement | 1 Substructure | — | One | FOOTPRINT | NB EX OM | — | ALL |  | 1.1 | 1 |  |  | 1.4, 2.9, 2.10
S-0011 | 2.1 | Frame | 2 Superstructure and envelope | Structure | One | GIFA | NB EX OM | NB EX | ALL |  | 2.1 | 1 |  |  | 2.1
S-0012 | 2.2 | Upper floors | 2 Superstructure and envelope | Structure | One | UPPER | NB EX OM | NB EX | ALL | STOREYS<2 → untick | 2.2 | 1 |  |  | 2.2
S-0013 | 2.3 | Stairs and ramps | 2 Superstructure and envelope | Structure | One | GIFA | NB EX RF OM | NB EX | ALL | STOREYS<2 → untick | 2.4 | 1 |  |  | 2.4
S-0014 | 2.4 | Mezzanine floor | 2 Superstructure and envelope | Structure | One | ENTER | NB EX FO OM | — | OFF EDU RET IND |  | 2.2 | 1 |  |  | 2.12, 6.2
S-0015 | 2.5 | Roof | 2 Superstructure and envelope | Roof and walls | One | FOOTPRINT | NB EX RF OM | NB EX | ALL |  | 2.3 | 1 |  |  | 2.3
S-0016 | 2.6 | External walls | 2 Superstructure and envelope | Roof and walls | One | GIFA | NB EX RF OM | NB EX | ALL |  | 2.5 | 1 |  |  | 2.5
S-0017 | 2.7 | Windows and external doors | 2 Superstructure and envelope | Roof and walls | One | GIFA | NB EX RF OM | NB EX | ALL |  | 2.6 | 1 |  |  | 2.6
S-0018 | 2.8 | Internal walls | 2 Superstructure and envelope | Internal walls and doors | One | IF(USE=IND, IF(PT=NB EX, OFFICES, GIFA), GIFA) | NB EX RF FO OM | NB EX | ALL |  | 2.7 | 1 |  |  | 2.7
S-0019 | 2.9 | Internal doors | 2 Superstructure and envelope | Internal walls and doors | One | IF(USE=IND, IF(PT=NB EX, OFFICES, GIFA), GIFA) | NB EX RF FO OM | NB EX | ALL |  | 2.8 | 1 |  |  | 2.8
S-0020 | 2.10 | Fire stopping | 2 Superstructure and envelope | Internal walls and doors | One | GIFA | EX RF FO OM | — | ALL |  | 2.7 | 1 |  |  | 2.11
S-0021 | 3.1 | Wall finishes | 3 Internal finishes | — | One | IF(USE=IND, IF(PT=NB EX, OFFICES, GIFA), GIFA) | NB EX RF FO OM | NB EX | ALL |  | 3.1 | 1 |  |  | 2.9, 3.1
S-0022 | 3.2 | Floor finishes | 3 Internal finishes | — | One | IF(USE=IND, IF(PT=NB EX, OFFICES, GIFA), GIFA) | NB EX RF FO OM | NB EX | ALL |  | 3.2 | 1 |  |  | 2.9, 3.2
S-0023 | 3.3 | Ceiling finishes | 3 Internal finishes | — | One | IF(USE=IND, IF(PT=NB EX, OFFICES, GIFA), GIFA) | NB EX RF FO OM | NB EX | ALL |  | 3.3 | 1 |  |  | 3.3
S-0024 | 4.1 | Toilets | 4 Toilets, kitchens and fittings | Toilets, bathrooms and kitchens | Several | ROUND(GIFA / r.m2_per_person / r.persons_per_wc, 0) | NB EX RF FO OM | NB EX | OFF EDU HEA RET IND HOS |  | 5.1 | 0.8 | 2.7 | 0.2 | 4.2-COM, 4.2-HC, 4.2-HP, 4.31-NR, 4.32-HOH, 5.30-NR
S-0025 | 4.2 | Bathrooms and en-suites | 4 Toilets, kitchens and fittings | Toilets, bathrooms and kitchens | One | ROUND(IF(USE=STU, GIFA / r.m2_per_bed, IF(USE=HOS, GIFA / r.m2_per_key, GIFA / r.m2_per_dwelling * r.bathrooms_per_dwelling)), 0) | NB EX RF FO OM | NB EX | RES STU HOS |  | 5.1 | 1 |  |  | 4.2-HG, 4.2-RES, 6.3
S-0026 | 4.3 | Showers | 4 Toilets, kitchens and fittings | Toilets, bathrooms and kitchens | One | ENTER | NB EX RF FO OM | — | OFF EDU HEA RET IND HOS |  | 5.1 | 1 |  |  | 4.41
S-0027 | 4.4 | Kitchens | 4 Toilets, kitchens and fittings | Toilets, bathrooms and kitchens | One | ROUND(IF(USE=RES, GIFA / r.m2_per_dwelling, IF(USE=STU, GIFA / r.m2_per_bed / r.beds_per_kitchen, STOREYS * r.tea_points_per_floor)), 0) | NB EX RF FO OM | NB EX | ALL |  | 4.2 | 1 |  |  | 4.3, 4.3-NR, 4.3-RES, 4.42
S-0028 | 4.5 | Fixed joinery | 4 Toilets, kitchens and fittings | Fittings and furniture | One | GIFA | NB EX RF FO OM | — | ALL |  | 4.1 | 1 |  |  | 4.1
S-0029 | 4.6 | Signage | 4 Toilets, kitchens and fittings | Fittings and furniture | One | IF(USE=IND, IF(PT=NB EX, OFFICES, GIFA), GIFA) | NB EX RF FO OM | NB EX | ALL |  | 4.4 | 1 |  |  | 4.5
S-0030 | 4.7 | AV equipment | 4 Toilets, kitchens and fittings | Fittings and furniture | One | GIFA | NB EX RF FO OM | — | OFF EDU HEA HOS |  | 5.12 | 1 |  |  | 4.22
S-0031 | 4.8 | Loose furniture | 4 Toilets, kitchens and fittings | Fittings and furniture | One | GIFA | NB EX RF FO OM | — | ALL |  | 4.1 | 1 |  |  | 4.6, 4.7, 4.8, 4.9, 4.33
S-0032 | 4.9 | Catering kitchen | 4 Toilets, kitchens and fittings | Specialist equipment | One | GIFA * r.pct_catering | NB EX RF FO OM | — | STU OFF EDU HEA RET IND HOS |  | 5.2 | 1 |  |  | 4.10, 4.11, 4.12, 4.16, 4.34
S-0033 | 4.10 | Laboratory | 4 Toilets, kitchens and fittings | Specialist equipment | One | GIFA * r.pct_lab | NB EX RF FO OM | — | EDU HEA IND |  | 4.3 | 1 |  |  | 4.20, 4.21, 4.36
S-0034 | 4.11 | Clinical | 4 Toilets, kitchens and fittings | Specialist equipment | One | GIFA * r.pct_clinical | NB EX RF FO OM | — | HEA |  | 4.3 | 1 |  |  | 4.19, 4.37
S-0035 | 4.12 | Retail | 4 Toilets, kitchens and fittings | Specialist equipment | One | IF(USE=RET, GIFA, ENTER) | NB EX RF FO OM | — | RET |  | 4.3 | 1 |  |  | 4.24, 4.25, 4.27, 4.35
S-0036 | 4.13 | Warehouse | 4 Toilets, kitchens and fittings | Specialist equipment | One | IF(USE=IND, GIFA, ENTER) | NB EX RF FO OM | — | IND |  | 4.3 | 1 |  |  | 4.13, 4.14, 4.15, 4.38
S-0037 | 4.14 | Sports | 4 Toilets, kitchens and fittings | Specialist equipment | One | ENTER | NB EX RF FO OM | — | EDU HOS |  | 4.3 | 1 |  |  | 4.28, 4.30, 4.39
S-0038 | 4.15 | Cleanroom | 4 Toilets, kitchens and fittings | Specialist equipment | One | ENTER | NB EX RF FO OM | — | EDU HEA IND |  | 5.13 | 1 |  |  | 4.44, 6.4
S-0039 | 5.1 | Heating and hot water | 5 Services | Mechanical | One | IF(USE=IND, IF(PT=NB EX, OFFICES + PRODUCTION, GIFA), GIFA) | NB EX RF FO OM | NB EX | ALL |  | 5.5 | 0.4 | 5.6 | 0.6 | 5.2, 5.2L, 5.5
S-0040 | 5.2 | Water and drainage | 5 Services | Mechanical | One | IF(USE=IND, IF(PT=NB EX, OFFICES + PRODUCTION, GIFA), GIFA) | NB EX RF FO OM | NB EX | ALL |  | 5.3 | 0.5 | 5.4 | 0.5 | 5.1
S-0041 | 5.3 | Ventilation | 5 Services | Mechanical | One | IF(USE=IND, IF(PT=NB EX, OFFICES + PRODUCTION, GIFA), GIFA) | NB EX RF FO OM | NB EX | ALL |  | 5.7 | 1 |  |  | 5.3
S-0042 | 5.4 | Cooling | 5 Services | Mechanical | One | GIFA | NB EX RF FO OM | — | ALL |  | 5.6 | 1 |  |  | 5.4
S-0043 | 5.5 | Controls and BMS | 5 Services | Mechanical | One | GIFA | NB EX RF FO OM | — | ALL |  | 5.12 | 1 |  |  | 5.14
S-0044 | 5.6 | Electricity supply upgrade | 5 Services | Electrical | One | 1 | NB EX RF FO EW OM | — | ALL |  | 8.7 | 1 |  |  | 5.13
S-0045 | 5.7 | Power | 5 Services | Electrical | One | IF(USE=IND, IF(PT=NB EX, OFFICES + PRODUCTION, GIFA), GIFA) | NB EX RF FO OM | NB EX | ALL |  | 5.8 | 1 |  |  | 5.7, 5.7a, 5.8, 5.8a, 5.8b
S-0046 | 5.8 | Lighting | 5 Services | Electrical | One | GIFA | NB EX RF FO OM | NB EX | ALL |  | 5.8 | 1 |  |  | 5.8c, 5.10
S-0047 | 5.9 | Emergency lighting | 5 Services | Electrical | One | GIFA | NB EX RF FO OM | NB EX | ALL |  | 5.8 | 1 |  |  | 5.9b
S-0048 | 5.10 | Standby power | 5 Services | Electrical | Several | 1 | NB EX RF FO OM | — | OFF EDU HEA RET IND HOS | PT=NB & USE=HEA → tick | 5.8 | 1 |  |  | 5.25, 5.26
S-0049 | 5.11 | Fire alarm | 5 Services | Fire safety | One | GIFA | NB EX RF FO OM | NB EX | ALL |  | 5.12 | 1 |  |  | 5.9a
S-0050 | 5.12 | Sprinklers | 5 Services | Fire safety | One | GIFA | NB EX RF FO OM | — | ALL | PT=NB & USE=RES STU & STOREYS>=4 → tick | 5.11 | 1 |  |  | 5.6
S-0051 | 5.13 | Smoke ventilation | 5 Services | Fire safety | One | STOREYS | NB EX RF OM | — | RES STU HEA HOS | PT=NB & STOREYS>=2 → tick | 5.7 | 1 |  |  | 5.31
S-0052 | 5.14 | Data and IT | 5 Services | Data and security | One | IF(USE=IND, IF(PT=NB EX, OFFICES, GIFA), GIFA) | NB EX RF FO OM | NB | ALL |  | 5.12 | 1 |  |  | 5.16
S-0053 | 5.15 | Security | 5 Services | Data and security | One | GIFA | NB EX RF FO OM | — | ALL |  | 5.12 | 1 |  |  | 5.18
S-0054 | 5.16 | Lifts | 5 Services | Lifts | Several | IF(STOREYS>=2, 1, 0) | NB EX RF FO OM | NB | ALL | STOREYS<2 → untick | 5.10 | 1 |  |  | 5.19
S-0055 | 5.17 | Solar PV | 5 Services | Renewables and EV | One | FOOTPRINT * r.kwp_per_m2_roof | NB EX RF FO EW OM | — | ALL |  | 5.8 | 1 |  |  | 5.11
S-0056 | 5.18 | Battery storage | 5 Services | Renewables and EV | One | ENTER | NB EX RF FO EW OM | — | ALL |  | 5.8 | 1 |  |  | 5.12
S-0057 | 5.19 | EV charging | 5 Services | Renewables and EV | One | IF(USE=RES, ROUND(GIFA / r.m2_per_dwelling, 0), MAX(1, ROUND(Q(S-0074) / 5, 0))) | NB EX RF FO EW OM | — | ALL |  | 5.8 | 1 |  |  | 5.15
S-0058 | 5.20 | Compressed air | 5 Services | Specialist services | One | 1 | NB EX RF FO OM | — | EDU IND |  | 5.13 | 1 |  |  | 5.21
S-0059 | 5.21 | Fume extraction | 5 Services | Specialist services | One | 1 | NB EX RF FO OM | — | EDU HEA IND |  | 5.7 | 1 |  |  | 5.24
S-0060 | 5.22 | Process drainage | 5 Services | Specialist services | One | ENTER | NB EX RF FO OM | — | IND |  | 5.3 | 1 |  |  | 5.23
S-0061 | 5.23 | Medical gases | 5 Services | Specialist services | One | ROUND(GIFA / r.m2_per_bed * r.gas_outlets_per_bed, 0) | NB EX RF FO OM | — | HEA |  | 5.13 | 1 |  |  | 4.18, 5.33
S-0062 | 5.24 | Nurse call | 5 Services | Specialist services | One | ROUND(GIFA / r.m2_per_bed, 0) | NB EX RF FO OM | — | RES HEA |  | 5.12 | 1 |  |  | 5.27
S-0063 | 5.25 | Server room cooling | 5 Services | Specialist services | One | 1 | NB EX RF FO OM | — | OFF EDU HEA RET IND HOS |  | 5.6 | 1 |  |  | 5.29
S-0083 | 5.26 | Builder's work in connection | 5 Services | Automatic (not shown) | One | IF(USE=IND, IF(PT=NB EX, OFFICES + PRODUCTION, GIFA), GIFA) | — | — | ALL | AUTO: add when any Group 5 item is selected; never shown | 5.14 | 1 |  |  | 5.20
S-0064 | 7.1 | Repairs | 7 Work to existing buildings | — | One | GIFA | EX RF OM | — | ALL |  | 7.6 | 1 |  |  | 7.1, 7.2
S-0065 | 7.2 | Alterations | 7 Work to existing buildings | — | One | GIFA | EX RF OM | — | ALL |  | 7.1 | 1 |  |  | 0.2, 7.6
S-0066 | 7.3 | Damp treatment | 7 Work to existing buildings | — | One | FOOTPRINT | EX RF OM | — | ALL |  | 7.3 | 1 |  |  | 7.3
S-0067 | 8.1 | Site clearance and preparation | 8 External works | Site, access and drainage | One | EXT_AREA | NB EX RF EW DM OM | NB EW | ALL |  | 8.1 | 1 |  |  | 8.1
S-0068 | 8.2 | Surface water drainage | 8 External works | Site, access and drainage | One | EXT_AREA | NB EX RF EW OM | NB EX EW | ALL |  | 8.6 | 1 |  |  | 8.4
S-0069 | 8.3 | Foul drainage | 8 External works | Site, access and drainage | One | IF(USE=IND, IF(PT=NB EX, OFFICES + PRODUCTION, GIFA), GIFA) | NB EX RF OM | NB EX | ALL |  | 8.6 | 1 |  |  | 8.5
S-0070 | 8.4 | External utilities | 8 External works | Site, access and drainage | One | GIFA | NB EX RF OM | NB | ALL |  | 8.7 | 1 |  |  | 8.6
S-0071 | 8.5 | Highways and site access | 8 External works | Site, access and drainage | One | 1 | NB EX EW OM | — | ALL |  | 8.2 | 1 |  |  | 8.14
S-0072 | 8.6 | Retaining walls and earthworks | 8 External works | Site, access and drainage | One | 1 | NB EX EW OM | — | ALL |  | 8.4 | 1 |  |  | 8.15
S-0073 | 8.7 | Roads, paths and paving | 8 External works | Paving and landscaping | One | MAX(0, EXT_AREA * r.pct_hard - Q(S-0074) * r.m2_per_car_space - Q(S-0075)) | NB EX RF EW OM | NB EW | ALL |  | 8.2 | 1 |  |  | 8.2
S-0074 | 8.8 | Car parking | 8 External works | Paving and landscaping | One | ENTER | NB EX RF EW OM | — | ALL |  | 8.2 | 1 |  |  | 8.3
S-0075 | 8.9 | HGV yard | 8 External works | Paving and landscaping | One | ENTER | NB EX EW OM | — | IND |  | 8.2 | 1 |  |  | 8.10
S-0076 | 8.10 | Soft landscaping | 8 External works | Paving and landscaping | One | MAX(0, MIN(EXT_AREA * r.pct_soft, EXT_AREA - Q(S-0073) - Q(S-0074) * r.m2_per_car_space - Q(S-0075))) | NB EX RF EW OM | NB EW | ALL |  | 8.3 | 1 |  |  | 8.7
S-0077 | 8.11 | Roof terrace and green roof | 8 External works | Paving and landscaping | One | ENTER | NB EX RF OM | — | ALL |  | 2.3 | 1 |  |  | 8.13
S-0078 | 8.12 | Biodiversity net gain | 8 External works | Paving and landscaping | One | 1 | NB EX EW OM | — | ALL |  | 12 | 1 |  |  | 8.16
S-0079 | 8.13 | Fences, gates and walls | 8 External works | Boundaries and fixtures | One | r.fence_multiplier * SQRT(EXT_AREA) | NB EX RF EW DM OM | EW | ALL |  | 8.4 | 1 |  |  | 8.8
S-0080 | 8.14 | External lighting | 8 External works | Boundaries and fixtures | One | EXT_AREA | NB EX RF EW OM | — | ALL |  | 8.7 | 1 |  |  | 8.9
S-0081 | 8.15 | Cycle storage | 8 External works | Boundaries and fixtures | One | ENTER | NB EX RF EW OM | — | ALL |  | 8.5 | 1 |  |  | 8.11
▶ options
Rate key | Scope ID | Code | Option (as the app shows it) | Default option | Pricing type | Quantity rule (if different from the item) | Available from intervention level | Pre-ticked at intervention levels | Apply band + location factor | When selected (dependencies) | Source detail
S-0001-01 | S-0001 | 0.1 | Standard | Yes | gifa_rate |  | 1 |  | Yes |  | v4.5 0.1 for Refurbishment and Extension. New Build and External works columns were 0 in v4.5; set to the Refurbishment Std/High values (AI adjustment) so asbestos in a building being demolished is priced
S-0002-01 | S-0002 | 0.2 | Standard | Yes | gifa_rate |  | 4 |  | Yes | SUGGEST: S-0001 Asbestos removal · ASSUME (NB): demolished area = new GIFA unless entered | v4.5 0.2 Refurbishment rates applied to every column: demolition cost doesn't depend on what replaces the building. v4.5 0.2 also covered structural alterations, now in Alterations
S-0003-01 | S-0003 | 0.3 | Standard | Yes | gifa_rate |  | 1 | 1, 2, 3, 4 | Yes | SUGGEST: S-0020 Fire stopping · SUGGEST: S-0047 Emergency lighting · SUGGEST: S-0001 Asbestos removal | v4.5 0.5. No source recorded in v4.5 · Sep 2026: rates from the Lakeside S&F tender returns (see 'Tender check' on '2. Rates')
S-0004-01 | S-0004 | 0.4 | Standard | Yes | gifa_rate |  | 4 |  | Yes |  | v4.5 0.3. No source recorded in v4.5
S-0005-01 | S-0005 | 0.5 | Standard | Yes | gifa_rate |  | 4 |  | Yes |  | v4.5 0.4. No source recorded in v4.5 · Note: Piling is in Foundations
S-0006-01 | S-0006 | 0.6 | Standard | Yes | per_nr |  | 1 |  | No |  | AI estimate: felling and stump removal per tree. Spec level stands in for tree size. Not in v4.5
S-0007-01 | S-0007 | 0.7 | Standard | Yes | footprint_rate |  | 1 |  | Yes |  | Owner's rate, 27 Sept 2026: £100 per m² of building footprint (replaces the Small / Medium / Large bands)
S-0008-01 | S-0008 | 1.1a | Type: Standard | Yes | footprint_rate |  | 4 |  | Yes |  | v4.5 1.1. No source recorded in v4.5
S-0008-04 | S-0008 | 1.1d | Type: Standard |  | footprint_rate |  | 4 |  | Yes |  | Industrial rate (owner, 12 Oct 2026). Pads £3.02 + casings + perimeter ground beam £3.49 at 29,640 m² (×2.7 for a 4,000 m² unit) + dock foundations £1.13 per m² GIFA × 1.30, rounded up for the smaller spans of a typical unit. Spon's A&B 2024 Retail Distribution Unit cost model (PDF p.221-223: single-storey steel portal-frame warehouse, 12 m to haunch, 29,640 m2, with a 1,680 m2 two-storey office; West Midlands, TPI 144). Converted to this workbook's basis as the Spon's check column does for cost models: x 167/144 TPI x 1.11 inflation / (0.86 x 1.15) location = x 1.30.
S-0008-02 | S-0008 | 1.1b | Type: Piled |  | footprint_rate |  | 4 |  | Yes |  | v4.5 1.2. No source recorded in v4.5
S-0008-03 | S-0008 | 1.1c | Type: Not sure |  | footprint_rate |  | 4 |  | Yes | RISK: piling may be required | Prices as Standard foundations and raises a piling risk (Dependencies)
S-0008-05 | S-0008 | 1.1e | Type: Not sure |  | footprint_rate |  | 4 |  | Yes |  | Industrial rate (owner, 12 Oct 2026). Prices as 1.1d, like 1.1c prices as 1.1a. Spon's A&B 2024 Retail Distribution Unit cost model (PDF p.221-223: single-storey steel portal-frame warehouse, 12 m to haunch, 29,640 m2, with a 1,680 m2 two-storey office; West Midlands, TPI 144). Converted to this workbook's basis as the Spon's check column does for cost models: x 167/144 TPI x 1.11 inflation / (0.86 x 1.15) location = x 1.30.
S-0009-01 | S-0009 | 1.2a | Standard | Yes | footprint_rate |  | 4 |  | Yes |  | v4.5 1.3. No source recorded in v4.5
S-0009-02 | S-0009 | 1.2b | Standard |  | footprint_rate |  | 4 |  | Yes |  | Industrial rate (owner, 12 Oct 2026). Ground slab £61, imported fill £8.75, type 1 £8.10, survey and inspection £0.60 per m² GIFA × 1.30 = £102. Spon's A&B 2024 Retail Distribution Unit cost model (PDF p.221-223: single-storey steel portal-frame warehouse, 12 m to haunch, 29,640 m2, with a 1,680 m2 two-storey office; West Midlands, TPI 144). Converted to this workbook's basis as the Spon's check column does for cost models: x 167/144 TPI x 1.11 inflation / (0.86 x 1.15) location = x 1.30.
S-0010-01 | S-0010 | 1.3 | Standard | Yes | footprint_rate |  | 4 |  | Yes | ASSUME: excavation, retaining walls and tanking included · RISK: groundwater and dewatering | v4.5 1.4 (900 / 1,600) plus an AI allowance of £100 / £150 per m² for tanking, which moved here from retired 2.9
S-0011-01 | S-0011 | 2.1a | Standard | Yes | gifa_rate |  | 4 |  | Yes |  | v4.5 2.1. No source recorded in v4.5
S-0011-02 | S-0011 | 2.1b | Standard |  | gifa_rate |  | 4 |  | Yes |  | Industrial rate (owner, 12 Oct 2026). Portal frame 12 m to haunch with cold-rolled sections £69 + decoration £2 = £70.60 per m² GIFA × 1.30 = £92. Spon's A&B 2024 Retail Distribution Unit cost model (PDF p.221-223: single-storey steel portal-frame warehouse, 12 m to haunch, 29,640 m2, with a 1,680 m2 two-storey office; West Midlands, TPI 144). Converted to this workbook's basis as the Spon's check column does for cost models: x 167/144 TPI x 1.11 inflation / (0.86 x 1.15) location = x 1.30.
S-0012-01 | S-0012 | 2.2 | Standard | Yes | upperfloors_rate |  | 4 |  | Yes |  | v4.5 2.2. No source recorded in v4.5
S-0013-01 | S-0013 | 2.3 | Standard | Yes | gifa_rate |  | 2 |  | Yes |  | v4.5 2.4. No source recorded in v4.5
S-0014-01 | S-0014 | 2.4 | Standard | Yes | area_rate |  | 4 |  | Yes |  | AI estimate per m² of mezzanine floor. v4.5 6.2 was priced per m² of whole-building GIFA, so it isn't comparable
S-0015-01 | S-0015 | 2.5a | Scope: Full roof | Yes | footprint_rate |  | 1 |  | Yes |  | v4.5 2.3. No source recorded in v4.5 v5.27: New build back to v5.11; v5.12's £380 was above Spon's new-build £181–£258.
S-0015-03 | S-0015 | 2.5c | Scope: Full roof |  | footprint_rate |  | 1 |  | Yes |  | Industrial rate (owner, 12 Oct 2026). Roof panels £54, rooflights, gutters, flashings, syphonic drainage, access and fall arrest = £90.24 per m² roof × 1.30 = £117. Spon's A&B 2024 Retail Distribution Unit cost model (PDF p.221-223: single-storey steel portal-frame warehouse, 12 m to haunch, 29,640 m2, with a 1,680 m2 two-storey office; West Midlands, TPI 144). Converted to this workbook's basis as the Spon's check column does for cost models: x 167/144 TPI x 1.11 inflation / (0.86 x 1.15) location = x 1.30.
S-0015-02 | S-0015 | 2.5b | Scope: Loft insulation only |  | footprint_rate |  | 1 |  | Yes |  | Lakeside S&F tender (29 Sep 2026): 1,099 m² of 300 mm quilt incl. removing old insulation, median of 4 bids ÷ 0.94 = £32/m²
S-0016-01 | S-0016 | 2.6a | Standard | Yes | gifa_rate |  | 1 |  | Yes |  | v4.5 2.5. No source recorded in v4.5 v5.27: New build back to v5.11; v5.12's £367 was above Spon's new-build £75–£338.
S-0016-02 | S-0016 | 2.6b | Standard |  | gifa_rate |  | 1 |  | Yes |  | Industrial rate (owner, 12 Oct 2026). Cladding, parapet, flashings and access equipment £1.10m over 9,540 m² of wall = £115 per m² of wall × 1.30 = £150; a 4,000 m² 2:1 unit with 10 m of wall (eaves and parapet) has 2,680 m² of wall = 0.67 m² per m² GIFA → £100 per m² GIFA. Spon's A&B 2024 Retail Distribution Unit cost model (PDF p.221-223: single-storey steel portal-frame warehouse, 12 m to haunch, 29,640 m2, with a 1,680 m2 two-storey office; West Midlands, TPI 144). Converted to this workbook's basis as the Spon's check column does for cost models: x 167/144 TPI x 1.11 inflation / (0.86 x 1.15) location = x 1.30.
S-0017-01 | S-0017 | 2.7a | Standard | Yes | gifa_rate |  | 1 |  | Yes |  | v4.5 2.6. No source recorded in v4.5
S-0017-02 | S-0017 | 2.7b | Standard |  | gifa_rate |  | 1 |  | Yes |  | Industrial rate (owner, 12 Oct 2026). Office windows and curtain walling 370 m² at £540 + entrance doors and canopy = £119 per m² of office, £14 per m² GIFA at a 10% office share; escape doors and louvres £3.60 per m² GIFA; total £17.50 × 1.30 = £23. Spon's A&B 2024 Retail Distribution Unit cost model (PDF p.221-223: single-storey steel portal-frame warehouse, 12 m to haunch, 29,640 m2, with a 1,680 m2 two-storey office; West Midlands, TPI 144). Converted to this workbook's basis as the Spon's check column does for cost models: x 167/144 TPI x 1.11 inflation / (0.86 x 1.15) location = x 1.30.
S-0018-01 | S-0018 | 2.8 | Standard | Yes | gifa_rate |  | 4 | 4 | Yes |  | v4.5 2.7. No source recorded in v4.5
S-0019-01 | S-0019 | 2.9 | Standard | Yes | gifa_rate |  | 1 | 4 | Yes |  | v4.5 2.8. No source recorded in v4.5
S-0020-01 | S-0020 | 2.10 | Standard | Yes | gifa_rate |  | 1 | 3, 4 | Yes |  | AI estimate: fire stopping and compartmentation upgrade in an existing building. Not in v4.5
S-0021-01 | S-0021 | 3.1 | Standard | Yes | gifa_rate |  | 1 | 1, 2, 3, 4 | Yes |  | v4.5 3.1. No source recorded in v4.5
S-0022-01 | S-0022 | 3.2a | Raised access floor: No | Yes | gifa_rate |  | 1 | 1, 2, 3, 4 | Yes |  | v4.5 3.2. No source recorded in v4.5
S-0022-02 | S-0022 | 3.2b | Raised access floor: Yes |  | gifa_rate |  | 1 |  | Yes |  | v4.5 3.2 plus an AI allowance of £45/m² for raised access floor
S-0022-03 | S-0022 | 3.2c | Raised access floor: No |  | gifa_rate |  | 1 | 1, 2, 3, 4 | Yes |  | Lakeside S&F tender (29 Sep 2026): latex screed, sheet vinyl and skirtings in flats and stair cores, median of 4 bids ÷ 0.94 = £51/m²; Std £50, Basic and High scaled from 3.2a; New build columns = 3.2a
S-0023-01 | S-0023 | 3.3a | Standard | Yes | gifa_rate |  | 1 | 1, 2, 3, 4 | Yes |  | v4.5 3.3. No source recorded in v4.5
S-0023-02 | S-0023 | 3.3b | Standard |  | gifa_rate |  | 1 | 1, 2, 3, 4 | Yes |  | Lakeside S&F tender (29 Sep 2026): overboard and redecorate ceilings in flats and stair cores, median of 4 bids ÷ 0.94 = £30/m²; Basic and High scaled from 3.3a; New build columns = 3.3a
S-0024-01 | S-0024 | 4.1a | Standard | Yes | per_nr |  | 2 |  | Yes |  | Standard WC: v4.5 4.2-COM ware + 4.31-NR cubicle + ½ × 5.30-NR hand dryer + ¼ × 4.32-HOH vanity run (assumption: 1 dryer per 2 WCs, 1 vanity run per 4 WCs) · Note: BCIS split is an AI estimate
S-0024-04 | S-0024 | 4.1b | Accessible | Yes | per_nr | STOREYS * r.accessible_wc_per_floor | 2 |  | Yes |  | AI estimate: Doc M pack, grab rails, alarm and larger cubicle. Not in v4.5
S-0024-05 | S-0024 | 4.1c | Changing Places (hoist, adult changing bench) |  | per_nr | ENTER | 2 |  | No |  | AI estimate per Changing Places facility (hoist, adult changing bench, peninsular WC). Not in v4.5
S-0025-01 | S-0025 | 4.2a | Standard | Yes | per_nr |  | 2 |  | Yes | SUGGEST: S-0041 Ventilation · SUGGEST: S-0019 Internal doors | v4.5 4.2-RES. No source recorded in v4.5 · Sep 2026: rates from the Lakeside S&F tender returns (see 'Tender check' on '2. Rates')
S-0025-02 | S-0025 | 4.2b | Standard |  | per_nr |  | 2 |  | Yes | SUGGEST: S-0041 Ventilation · SUGGEST: S-0019 Internal doors | v4.5 4.2-HG. No source recorded in v4.5
S-0026-01 | S-0026 | 4.3 | Standard | Yes | per_nr |  | 2 |  | Yes |  | AI estimate per shower: tray, screen, valve and fittings. Not in v4.5
S-0027-01 | S-0027 | 4.4a | Type: Domestic kitchen | RES STU | per_nr |  | 2 |  | Yes | SUGGEST: S-0041 Ventilation · SUGGEST: S-0019 Internal doors | v4.5 4.3. No source recorded in v4.5 · Sep 2026: rates from the Lakeside S&F tender returns (see 'Tender check' on '2. Rates')
S-0027-02 | S-0027 | 4.4b | Type: Staff kitchenette (non-domestic) | Yes | per_nr |  | 2 |  | Yes | SUGGEST: S-0041 Ventilation | AI estimate for a staff kitchenette. v4.5 4.3 combined domestic kitchen and break-out
S-0028-01 | S-0028 | 4.5 | Standard | Yes | gifa_rate |  | 1 |  | Yes |  | v4.5 4.1. No source recorded in v4.5
S-0029-01 | S-0029 | 4.6 | Standard | Yes | gifa_rate |  | 1 |  | Yes |  | v4.5 4.5. No source recorded in v4.5
S-0030-01 | S-0030 | 4.7 | Standard | Yes | gifa_rate |  | 2 |  | Yes |  | v4.5 4.22 £/room (v4.5 cites Kinly 2025, not verified) ÷ 200 m² GIFA per AV room (assumption)
S-0031-01 | S-0031 | 4.8a | Standard | Yes | gifa_rate |  | 1 |  | No |  | v4.5 4.7 £/workstation (cites BCO Fit-Out Guide 2024, not verified) ÷ 10 m² per workstation (assumption) · Note: In the construction total (decision 23 Sept 2026)
S-0031-02 | S-0031 | 4.8b | Standard |  | gifa_rate |  | 1 |  | No |  | v4.5 4.6 furniture + 4.9 white goods per flat (cite BCIS Q1 2026, not verified) ÷ 70 m² per flat (assumption)
S-0031-03 | S-0031 | 4.8c | Standard |  | gifa_rate |  | 1 |  | No |  | v4.5 4.6 per room (cites BCIS Q1 2026, not verified) ÷ 25 m² GIFA per student bed (assumption)
S-0031-04 | S-0031 | 4.8d | Standard |  | gifa_rate |  | 1 |  | No |  | v4.5 4.8 per hotel room (cites C&W 2025, not verified) ÷ 40 m² GIFA per key (assumption)
S-0032-01 | S-0032 | 4.9 | Standard | Yes | area_rate |  | 3 |  | No | ASSUME: extract canopy and grease trap included | v4.5 4.10 equipment + 4.11 canopy (per kitchen) ÷ 60 m² typical kitchen (assumption), plus 5.23 grease/drainage per m². Sources cited in v4.5: CEDA 2024, BESA Q2 2026, ACO 2025 (not verified)
S-0033-01 | S-0033 | 4.10 | Standard | Yes | area_rate |  | 1 |  | Yes | SUGGEST: S-0059 Fume extraction | v4.5 4.20 benching per m² + 4.21 fume cupboards ÷ 50 m² lab per cupboard (assumption). v4.5 cites Lab-Interiors / Waldner-Esco Q2 2026 (not verified) · Note: Fume extraction ductwork and fans are in Fume extraction
S-0034-01 | S-0034 | 4.11 | Standard | Yes | area_rate |  | 1 |  | Yes | SUGGEST: S-0061 Medical gases | v4.5 4.19. v4.5 cites: NHS P21+ 2024 (not verified) · Note: Medical gas pipework is in Medical gases
S-0035-01 | S-0035 | 4.12 | Standard | Yes | area_rate |  | 1 |  | Yes |  | v4.5 4.24 display per m² + 4.25 tills (1 per 100 m²) + 4.27 EAS (1 per 300 m²), assumptions. Fitting rooms: use Other / specialist
S-0036-01 | S-0036 | 4.13 | Standard | Yes | area_rate |  | 1 |  | Yes |  | v4.5 4.13 racking ÷ 2,000 m² + 4.14 dock leveller and 4.15 door per 1,000 m² (assumptions). v4.5 cites SEMA, Thorworld, Hormann (not verified)
S-0037-01 | S-0037 | 4.14 | Standard | Yes | area_rate |  | 1 |  | Yes |  | v4.5 4.28 gym equipment per m² + 20% of area as changing at 4.30 rate (assumption)
S-0038-01 | S-0038 | 4.15 | Standard | Yes | area_rate |  | 4 |  | Yes |  | v4.5 6.4. v4.5 cites: ISO 14644, M+W 2025 (not verified)
S-0039-01 | S-0039 | 5.1a | System: Gas boiler · Scope: Full system | Yes | gifa_rate |  | 3 | 3, 4 | Yes |  | v4.5 5.2 heating + 5.5 gas installation (no source recorded in v4.5) · Note: BCIS split is an AI estimate
S-0039-02 | S-0039 | 5.1b | System: Air source heat pump · Scope: Full system | NETZERO | gifa_rate |  | 3 |  | Yes | RISK: electrical capacity and DNO check · RATE: Electricity supply upgrade one band up · ASSUME: external plant space included | Gas boiler full system × 1.3 (AI factor for air source heat pump)
S-0039-03 | S-0039 | 5.1c | System: Ground source heat pump · Scope: Full system |  | gifa_rate |  | 3 |  | Yes | RISK: electrical capacity and DNO check · RATE: Electricity supply upgrade one band up · ASSUME: external plant space included | Gas boiler full system × 1.8 (AI factor for ground source heat pump)
S-0039-04 | S-0039 | 5.1d | System: District heating · Scope: Full system |  | gifa_rate |  | 3 |  | Yes |  | Gas boiler full system × 0.9 (AI factor for district heating)
S-0039-05 | S-0039 | 5.1e | System: Electric · Scope: Full system |  | gifa_rate |  | 3 |  | Yes |  | Gas boiler full system × 0.6 (AI factor for electric)
S-0039-06 | S-0039 | 5.1f | System: Gas boiler · Scope: Plant only |  | gifa_rate |  | 2 |  | Yes |  | Full system × 0.35 (AI share for plant). Replaces v4.5 5.2L (£ per item, domestic scale)
S-0039-07 | S-0039 | 5.1g | System: Gas boiler · Scope: Radiators and controls only |  | gifa_rate |  | 2 | 2 | Yes |  | Full system × 0.30 (AI share for emitters, TRVs and controls)
S-0039-08 | S-0039 | 5.1h | System: Air source heat pump · Scope: Plant only |  | gifa_rate |  | 2 |  | Yes | RISK: electrical capacity and DNO check · RATE: Electricity supply upgrade one band up · ASSUME: external plant space included · RISK: existing radiators may need upsizing | Full system × 0.45 (AI share for plant). Replaces v4.5 5.2L (£ per item, domestic scale)
S-0039-09 | S-0039 | 5.1i | System: Air source heat pump · Scope: Radiators and controls only | NETZERO | gifa_rate |  | 2 |  | Yes | RISK: electrical capacity and DNO check · RATE: Electricity supply upgrade one band up · ASSUME: external plant space included | Full system × 0.30 (AI share for emitters, TRVs and controls)
S-0039-10 | S-0039 | 5.1j | System: Ground source heat pump · Scope: Plant only |  | gifa_rate |  | 2 |  | Yes | RISK: electrical capacity and DNO check · RATE: Electricity supply upgrade one band up · ASSUME: external plant space included · RISK: existing radiators may need upsizing | Full system × 0.45 (AI share for plant). Replaces v4.5 5.2L (£ per item, domestic scale)
S-0039-11 | S-0039 | 5.1k | System: Ground source heat pump · Scope: Radiators and controls only |  | gifa_rate |  | 2 |  | Yes | RISK: electrical capacity and DNO check · RATE: Electricity supply upgrade one band up · ASSUME: external plant space included | Full system × 0.30 (AI share for emitters, TRVs and controls)
S-0039-12 | S-0039 | 5.1l | System: District heating · Scope: Plant only |  | gifa_rate |  | 2 |  | Yes |  | Full system × 0.3 (AI share for plant). Replaces v4.5 5.2L (£ per item, domestic scale)
S-0039-13 | S-0039 | 5.1m | System: District heating · Scope: Radiators and controls only |  | gifa_rate |  | 2 |  | Yes |  | Full system × 0.30 (AI share for emitters, TRVs and controls)
S-0039-14 | S-0039 | 5.1n | System: Electric · Scope: Plant only |  | gifa_rate |  | 2 |  | Yes |  | Full system × 0.5 (AI share for plant). Replaces v4.5 5.2L (£ per item, domestic scale)
S-0039-15 | S-0039 | 5.1o | System: Electric · Scope: Radiators and controls only |  | gifa_rate |  | 2 |  | Yes |  | Full system × 0.30 (AI share for emitters, TRVs and controls)
S-0040-01 | S-0040 | 5.2a | Scope: Full installation | Yes | gifa_rate |  | 2 | 3, 4 | Yes |  | v4.5 5.1. No source recorded in v4.5 · Note: BCIS split is an AI estimate
S-0040-02 | S-0040 | 5.2b | Scope: Visible fittings only |  | gifa_rate |  | 2 | 2 | Yes |  | Full installation × 0.30 (AI share for taps and visible fittings)
S-0041-01 | S-0041 | 5.3a | Scope: Full system | Yes | gifa_rate |  | 3 | 3, 4 | Yes |  | v4.5 5.3. No source recorded in v4.5
S-0041-02 | S-0041 | 5.3b | Scope: Extract fans only |  | gifa_rate |  | 2 |  | Yes |  | Lakeside S&F tender (29 Sep 2026): bathroom and kitchen extract fans, ducting and electrical connections, median of 4 bids ÷ 0.94 = £18.5/m²; Basic and High scaled from 5.3a
S-0042-01 | S-0042 | 5.4 | Standard | Yes | gifa_rate |  | 3 |  | Yes |  | v4.5 5.4. No source recorded in v4.5
S-0043-01 | S-0043 | 5.5 | Standard | Yes | gifa_rate |  | 3 |  | Yes |  | v4.5 5.14. No source recorded in v4.5
S-0044-01 | S-0044 | 5.6a | Size: Small |  | per_item |  | 3 |  | No |  | v4.5 5.13 Basic lump sum reused as the Small band. v4.5 cites Ofgem/National Grid 2023-26 (not verified)
S-0044-02 | S-0044 | 5.6b | Size: Medium | Yes | per_item |  | 3 |  | No |  | v4.5 5.13 Std lump sum reused as the Medium band. v4.5 cites Ofgem/National Grid 2023-26 (not verified)
S-0044-03 | S-0044 | 5.6c | Size: Large |  | per_item |  | 3 |  | No |  | v4.5 5.13 High lump sum reused as the Large band. v4.5 cites Ofgem/National Grid 2023-26 (not verified)
S-0045-01 | S-0045 | 5.7a | Scope: Full installation | Yes | gifa_rate |  | 3 | 3, 4 | Yes | SUGGEST: S-0020 Fire stopping · SUGGEST: S-0047 Emergency lighting | v4.5 5.7 switchgear + 5.7a sub-distribution + 5.8 wiring. 5.7a cites C&W 2025 / BCIS Q1 2026 (not verified)
S-0045-02 | S-0045 | 5.7b | Scope: Full installation |  | gifa_rate |  | 3 | 3, 4 | Yes | SUGGEST: S-0020 Fire stopping · SUGGEST: S-0047 Emergency lighting | v4.5 5.7 switchgear + 5.8 wiring (no sub-distribution row for residential in v4.5) · Sep 2026: rates from the Lakeside S&F tender returns (see 'Tender check' on '2. Rates')
S-0045-03 | S-0045 | 5.7c | Scope: Second fix only |  | gifa_rate |  | 2 | 2 | Yes |  | v4.5 5.8b. v4.5 cites: C&W 2025, RateQS Nov 2025 (not verified)
S-0046-01 | S-0046 | 5.8a | Scope: Full installation | Yes | gifa_rate |  | 2 | 3, 4 | Yes |  | v4.5 5.8c luminaires and controls (cites C&W Fit-Out Guide 2025, not verified) + 5.10 external lighting on the building
S-0046-02 | S-0046 | 5.8b | Scope: Replace fittings only |  | gifa_rate |  | 2 | 2 | Yes |  | Full installation × 0.75 (AI: like-for-like luminaires, no new controls or layout)
S-0047-01 | S-0047 | 5.9 | Standard | Yes | gifa_rate |  | 3 | 3, 4 | Yes |  | v4.5 5.9b. v4.5 cites: BCIS Q1 2026 (not verified)
S-0048-01 | S-0048 | 5.10a | Type: Generator · Size: Small |  | per_item |  | 3 |  | No |  | AI estimate (up to 50 kVA)
S-0048-02 | S-0048 | 5.10b | Type: UPS · Size: Small |  | per_item |  | 3 |  | No |  | v4.5 5.26 Std (10–20 kVA), cites Eaton 2025 (not verified)
S-0048-03 | S-0048 | 5.10c | Type: Generator · Size: Medium | Yes | per_item |  | 3 |  | No |  | v4.5 5.25 Std (50–100 kVA), cites FG Wilson 2025 (not verified)
S-0048-04 | S-0048 | 5.10d | Type: UPS · Size: Medium |  | per_item |  | 3 |  | No |  | AI estimate between v4.5 Std and High
S-0048-05 | S-0048 | 5.10e | Type: Generator · Size: Large |  | per_item |  | 3 |  | No |  | v4.5 5.25 High (200–400 kVA), cites FG Wilson 2025 (not verified)
S-0048-06 | S-0048 | 5.10f | Type: UPS · Size: Large |  | per_item |  | 3 |  | No |  | v4.5 5.26 High (50–100 kVA), cites Eaton 2025 (not verified)
S-0049-01 | S-0049 | 5.11 | Standard | Yes | gifa_rate |  | 3 | 3, 4 | Yes |  | v4.5 5.9a. v4.5 cites: BCIS Q1 2026, C&W 2025 (not verified)
S-0050-01 | S-0050 | 5.12 | Standard | Yes | gifa_rate |  | 3 |  | Yes |  | v4.5 5.6. Refurbishment Basic was 0 in v4.5; set to the Std value so sprinklers are never free
S-0051-01 | S-0051 | 5.13 | Standard | Yes | per_nr |  | 3 |  | Yes |  | AI estimate per floor served: AOV, controls and interface. Not in v4.5
S-0052-01 | S-0052 | 5.14a | Standard | Yes | gifa_rate |  | 2 |  | Yes |  | v4.5 5.16. No source recorded in v4.5
S-0052-02 | S-0052 | 5.14b | Standard |  | gifa_rate |  | 2 |  | Yes |  | Lakeside S&F tender (29 Sep 2026): data, telephone and TV aerial per flat plus communal cabling, median of 4 bids ÷ 0.94 = £24.5/m²; Basic and High scaled from 5.14a; New build columns = 5.14a
S-0053-01 | S-0053 | 5.15 | Standard | Yes | gifa_rate |  | 3 |  | Yes |  | v4.5 5.18. No source recorded in v4.5
S-0054-01 | S-0054 | 5.16a | Type: Passenger | Yes | per_nr |  | 3 |  | Yes |  | v4.5 5.19. No source recorded in v4.5
S-0054-02 | S-0054 | 5.16b | Type: Platform |  | per_nr | 1 | 3 |  | Yes |  | AI estimate per platform lift. v4.5 5.19 combined lifts and platform lifts
S-0054-03 | S-0054 | 5.16c | Type: Goods or bed |  | per_nr | 1 | 3 |  | Yes |  | AI estimate per goods or bed lift
S-0055-01 | S-0055 | 5.17 | Standard | Yes | per_kwp |  | 3 |  | No | RISK: roof condition and structure to confirm; DNO G99 application | v4.5 5.11. No source recorded in v4.5. Ext Works (added v5.3) = the NB Std rate; a ground-mount frame or car-park canopy is not included — add it under Other / specialist scope.
S-0056-01 | S-0056 | 5.18 | Standard | Yes | per_kwh |  | 3 |  | No |  | v4.5 5.12. No source recorded in v4.5. Ext Works (added v5.3) = the NB Std rate.
S-0057-01 | S-0057 | 5.19 | Standard | Yes | per_nr |  | 3 |  | Yes | RISK: DNO capacity check · RATE: Electricity supply upgrade one band up | v4.5 5.15. Refurbishment Basic was 0 in v4.5; set to the Std value
S-0058-01 | S-0058 | 5.20a | Size: Small |  | per_item |  | 3 |  | No |  | AI estimate below v4.5 5.21 Std
S-0058-02 | S-0058 | 5.20b | Size: Medium | Yes | per_item |  | 3 |  | No |  | v4.5 5.21 Std. v4.5 cites Atlas Copco Q2 2026 (not verified)
S-0058-03 | S-0058 | 5.20c | Size: Large |  | per_item |  | 3 |  | No |  | v4.5 5.21 High. v4.5 cites Atlas Copco Q2 2026 (not verified)
S-0059-01 | S-0059 | 5.21a | Size: Small |  | per_item |  | 3 |  | No |  | AI estimate below v4.5 5.24 Std
S-0059-02 | S-0059 | 5.21b | Size: Medium | Yes | per_item |  | 3 |  | No |  | v4.5 5.24 Std. v4.5 cites Airmaster Q2 2026 (not verified)
S-0059-03 | S-0059 | 5.21c | Size: Large |  | per_item |  | 3 |  | No |  | v4.5 5.24 High. v4.5 cites Airmaster Q2 2026 (not verified)
S-0060-01 | S-0060 | 5.22 | Standard | Yes | area_rate |  | 3 |  | Yes |  | v4.5 5.23. v4.5 cites: ACO 2025 (not verified)
S-0061-01 | S-0061 | 5.23 | Standard | Yes | per_nr |  | 3 |  | Yes |  | v4.5 4.18. v4.5 cites: BOC Healthcare 2025 (not verified)
S-0062-01 | S-0062 | 5.24 | Standard | Yes | per_nr |  | 3 |  | Yes |  | v4.5 5.27. v4.5 cites: Aidcall Q2 2026, HTM 08-03 (not verified)
S-0063-01 | S-0063 | 5.25a | Size: Small |  | per_item |  | 3 |  | No |  | AI estimate below v4.5 5.29 Std
S-0063-02 | S-0063 | 5.25b | Size: Medium | Yes | per_item |  | 3 |  | No |  | v4.5 5.29 Std. v4.5 cites Airedale Q2 2026 (not verified)
S-0063-03 | S-0063 | 5.25c | Size: Large |  | per_item |  | 3 |  | No |  | v4.5 5.29 High. v4.5 cites Airedale Q2 2026 (not verified)
S-0083-01 | S-0083 | 5.26a | Standard | Yes | gifa_rate |  | 3 |  | Yes |  | v4.5 5.20. No source recorded in v4.5
S-0083-02 | S-0083 | 5.26b | Standard |  | gifa_rate |  | 3 |  | Yes |  | Lakeside S&F tender (29 Sep 2026): builder's work for the rewire of 49 flats and a house, median of 4 bids ÷ 0.94 = £27/m²; Basic and High scaled from 5.26a; New build columns = 5.26a
S-0064-01 | S-0064 | 7.1a | Condition: Fair | Yes | gifa_rate |  | 1 |  | Yes |  | v4.5 7.1 structural + 7.2 fabric repairs (no source recorded)
S-0064-02 | S-0064 | 7.1b | Condition: Good |  | gifa_rate |  | 1 |  | Yes |  | Fair × 0.5 (AI)
S-0064-03 | S-0064 | 7.1c | Condition: Poor |  | gifa_rate |  | 1 |  | Yes |  | Fair × 2.0 (AI)
S-0065-01 | S-0065 | 7.2 | Standard | Yes | gifa_rate |  | 4 | 4 | Yes |  | AI estimate informed by v4.5 0.2 (which combined demolition and structural alterations)
S-0066-01 | S-0066 | 7.3 | Standard | Yes | footprint_rate |  | 1 |  | Yes |  | v4.5 7.3 was per m² GIFA; × 2.5 to convert to per m² footprint (assumes 2.5 storeys)
S-0067-01 | S-0067 | 8.1 | Standard | Yes | external_area_rate |  | 1 |  | Yes |  | v4.5 8.1 External works column (£10/m²) used as Std; Basic ×0.7 and High ×1.6 (AI spread). v4.5 priced this per m² GIFA on other project types
S-0068-01 | S-0068 | 8.2 | Standard | Yes | external_area_rate |  | 1 |  | Yes |  | v4.5 8.4 External works column (£25/m²) used as Std; Basic ×0.7 and High ×1.6 (AI spread). v4.5 priced this per m² GIFA on other project types
S-0069-01 | S-0069 | 8.3 | Standard | Yes | gifa_rate |  | 1 |  | Yes |  | v4.5 8.5. No source recorded in v4.5
S-0070-01 | S-0070 | 8.4 | Standard | Yes | gifa_rate |  | 1 |  | Yes |  | v4.5 8.6. No source recorded in v4.5
S-0071-01 | S-0071 | 8.5a | Size: Small |  | per_item |  | 1 |  | No |  | AI estimate. Not in v4.5
S-0071-02 | S-0071 | 8.5b | Size: Medium | Yes | per_item |  | 1 |  | No |  | AI estimate. Not in v4.5
S-0071-03 | S-0071 | 8.5c | Size: Large |  | per_item |  | 1 |  | No |  | AI estimate. Not in v4.5
S-0072-01 | S-0072 | 8.6a | Size: Small |  | per_item |  | 1 |  | No |  | AI estimate. Not in v4.5
S-0072-02 | S-0072 | 8.6b | Size: Medium | Yes | per_item |  | 1 |  | No |  | AI estimate. Not in v4.5
S-0072-03 | S-0072 | 8.6c | Size: Large |  | per_item |  | 1 |  | No |  | AI estimate. Not in v4.5
S-0073-01 | S-0073 | 8.7 | Standard | Yes | external_area_rate |  | 1 |  | Yes |  | v4.5 8.2 External works column (£50/m²) used as Std; Basic ×0.7 and High ×1.6 (AI spread). v4.5 priced this per m² GIFA on other project types
S-0074-01 | S-0074 | 8.8 | Standard | Yes | per_nr |  | 1 |  | Yes |  | v4.5 8.3. No source recorded in v4.5
S-0075-01 | S-0075 | 8.9 | Standard | Yes | area_rate |  | 1 |  | Yes |  | v4.5 8.10. v4.5 cites: BCIS highways Q2 2026 (not verified)
S-0076-01 | S-0076 | 8.10 | Standard | Yes | external_area_rate |  | 1 |  | Yes |  | v4.5 8.7 External works column (£30/m²) used as Std; Basic ×0.7 and High ×1.6 (AI spread). v4.5 priced this per m² GIFA on other project types
S-0077-01 | S-0077 | 8.11 | Standard | Yes | area_rate |  | 1 |  | Yes |  | v4.5 8.13. v4.5 cites: Bauder Q2 2026 (not verified)
S-0078-01 | S-0078 | 8.12a | Size: Small |  | per_item |  | 1 |  | No |  | AI estimate. Not in v4.5 · Note: Reported below the construction total
S-0078-02 | S-0078 | 8.12b | Size: Medium | Yes | per_item |  | 1 |  | No |  | AI estimate. Not in v4.5
S-0078-03 | S-0078 | 8.12c | Size: Large |  | per_item |  | 1 |  | No |  | AI estimate. Not in v4.5
S-0079-01 | S-0079 | 8.13 | Standard | Yes | per_m |  | 1 |  | Yes |  | AI estimate per linear metre. v4.5 8.8 was per m² GIFA, so it isn't comparable
S-0080-01 | S-0080 | 8.14 | Standard | Yes | external_area_rate |  | 1 |  | Yes |  | v4.5 8.9 External works column (£10/m²) used as Std; Basic ×0.7 and High ×1.6 (AI spread). v4.5 priced this per m² GIFA on other project types
S-0081-01 | S-0081 | 8.15 | Standard | Yes | per_nr |  | 1 |  | Yes |  | v4.5 8.11. v4.5 cites: Cyclehoop Q2 2026 (not verified)